## Introduction
Service Line Inventory Template
Date last updated: July 27, 2022
What is the purpose of this template? The purpose of this draft template is to help water systems and states comply with the service line inventory requirements of the January 15, 2021 Lead and Copper Rule Revisions (LCRR). This template supplements the draft EPA document, Guidance for Developing and Maintaining a Service Line Inventory (2022) by providing fillable forms and tables that water systems can use to document their methods, organize their inventory, submit the initial inventory and inventory updates to the state, and document how they are making the inventory publicly available. This template also provides a checklist for state review. Note that EPA does NOT require systems use this template for their inventory. Refer to EPA's 2022 Inventory Guidance for minimum LCRR inventory requirements, recommendations, and disclaimers.
How is the template organized?
The worksheets in this template are color coded: Yellow sheets are instructions and background. Dark blue sheets are templates for systems. The dark green sheet is a template for states. See the table below for a description of each worksheet. |  | The cells in this template are also color coded: Gray cells are background or instructions. Light blue cells are fillable cells for systems. Aqua cells are the required fields in the Detailed Inventory worksheet. Light green cells are fillable cells for states.
Template Organization
Worksheet Type | Worksheet Name | Description
Background | Template Instructions_System | Contains detailed instructions for systems.
| Template Instructions_States | Contains detailed instructions for states.
| Classifying SLs | Summarizes requirements for classifying the entire service line when ownership is split (i.e., when the system owns a portion and the customer owns a portion).
Templates for Water Systems | PWS Information | For systems to document basic system information.
| Inventory Methods | For systems to document the methods and resources they used to develop and update their inventory.
| Inventory Summary | For systems to provide a summary of their service line inventory, including information on ownership, inventory format, and the number of service lines for each of the four required materials classifications. Systems can enter the totals into this worksheet or automatically generate totals based on information in the Detailed Inventory worksheet.
| Detailed Inventory | Provides a customizable format water systems can use to track materials for each service line in their distribution system. Each row equals one service line connecting the water main to the customer's plumbing. Separate columns track location information, the system-owned portion, the customer-owned portion, other possible sources of lead, information for assigning a tap sample tiering classification, and information for lead service line replacement (LSLR). Systems can customize the worksheet by adding or deleting columns.
| Public Accessibility Doc. | For systems to provide documentation to states on how they met the public accessibility requirements of the LCRR.
Templates for States | State Checklist | Provides a checklist that states can use to determine and document if water systems met all of the January 15, 2021 LCRR requirements for their Initial Inventory including timely submission, required elements, use of information sources, public accessibility, and public notification of service line materials.

## Dropdowns (hidden)
Drop down lists (Internal, DO NOT MODIFY)
Ownership | Basis of materials classification | Field Verification Methods
Select Ownership Type | Previous Materials Evaluation | Customer self-identification
The entire service line is owned by the water system | Installation record (e.g., tap card) | CCTV investigation at curb stop - internal
The entire service line is owned by the customer | Installation date after lead ban | CCTV investigation at curb stop - external
Ownership is split, meaning that the system owns and portion and the customer owns a portion | Service line diameter is > 2 inches | Water quality sampling
Other | Service line repair or replacement record | Mechanical excavation at one location
| Predictive model | Mechanical excavation at multiple locations
| Water sampling only with no records | Visual inspection at the meter pit
| Field inspection only with no records | Other
Other
State review of customer notification of service line material
Select "Yes", "No", or "N/A"
Yes
No
N/A
Sensitive subpopulations
No
Yes - School
Yes - Day Care
Yes - Multifamily Home
Yes - Other

## Classifying SLs
Classifying the Entire Service Line When Ownership Is Split
Purpose of this worksheet: To summarize EPA's requirements for classifying the entire service line when ownership is split.
Introduction
In many cases, service line ownership is split meaning that the system owns a portion and the customer owns a portion of the service line. Exhibit 1 below is a diagram of a possible division in service line ownership between the water system and customer. While the LCRR requires the inventory to categorize each service line or portions of the service line where ownership is split, a single classification per service line is also needed to support various LCRR requirements, such as lead service line replacement (LSLR), tap sampling, and risk mitigation. Table 1 below indicates how to classify the material for the entire service line when ownership is split between the water system and customer. For more information, see EPA's, Guidance for Developing and Maintaining a Service Line Inventory (2022).
Exhibit 1. Example of Service Line Ownership Distinction between the Water System and Customer
Source: Exhibit 2-2 of Guidance for Developing and Maintaining a Lead Service Line Inventory (USEPA, 2022).
Table 1: Classification of Entire Service Line When Ownership is Split
System-Owned Portion | Customer-Owned Portion | Classification for Entire Service Line
Lead | Lead | Lead
Lead | Galvanized Requiring Replacement | Lead
Lead | Non-lead | Lead
Lead | Lead Status Unknown | Lead
Non-lead | Lead | Lead
Non-lead and never previously lead | Non-lead, specifically galvanized pipe material | Non-lead
Non-lead | Non-lead, material other than galvanized | Non-lead
Non-lead | Lead Status Unknown | Lead Status Unknown
Non-lead, but system is unable to demonstrate it was not previously Lead | Galvanized Requiring Replacement | Galvanized Requiring Replacement
Lead Status Unknown | Lead | Lead
Lead Status Unknown | Galvanized Requiring Replacement | Galvanized Requiring Replacement
Lead Status Unknown | Non-lead | Lead Status Unknown
Lead Status Unknown | Lead Status Unknown | Lead Status Unknown
Source: Exhibit 2-3 of Guidance for Developing and Maintaining a Service Line Inventory (USEPA, 2022).

## PWS Information
PWS Information
Purpose of this worksheet: For water systems to document basic system information.
Facility Information
Water System Name:
Madawaska Water District
PWSID: | Population Served (number of people): | Number of Service Connections: | PWS Type:
ME0090920 | 2735 | 1226 | CWS NTNCWS
If you are a CWS, do multi-family residences comprise at least 20% of the structures you serve? |  |  | No
Mailing Address
Street or P.O. Box:
66 Main Street
City or Town: |  | State: | Zip Code:
Madawaska |  | Maine | 4756
System Contact Person
Name: |  | Title:
Steven Bechard |  | Superintendent
Telephone: |  | Email:
(207) 728-3859 |  | steve.bechard@madwater.me
Person Who Prepared Inventory (if different from above)
Name: |  | Title/Affiliation:
Dicsie Gullick |  | Office Assistant
Telephone: |  | Email:
(207) 728-3859

## Inventory Methods
Inventory Methodology
PWS Name: Madawaska Water District
PWSID: ME0090920
Enter Date Last Updated: | 2024-10-09
Purpose of this worksheet: For water systems to document the methods and resources they used to develop and update their inventory.
Part 1: Historical Records Review
Type of Record | Describe the Records Reviewed for Your Inventory and Indicate Your Level of Confidence (e.g., Low, Medium, or High)
1. Previous Materials Evaluation Example: Locations of Tier 1 lead tap sampling locations that are served by a lead service line. | Reviewed job invoices from assorted service line and main line repairs all the way back to 1996. We found no notes indicating that lead or galvanize pipe was ever come across. Record keeping prior to 1996 was very poor. Medium confidence.
2. Construction Records and Plumbing Codes Examples: Local ordinance adopting an international plumbing code. Permits for replacing lead service lines. | N/A
3. Water System Records Examples: Capital improvement plans. Standard operating procedures. Engineering standards. | Reviewed Main Line replacement projects contract documents and as-built drawings as far back as possible. Also reviewed private contractor main line extention project documents and drawings. High confidence.
4. Distribution System Inspections and Records Examples: Distribution system maps. Tap cards. Service line repair/replacement records. Inspection records. Meter installation records. | Reviewed all meter change out records to 2010. High confidence. We have swapped out ≈ 50% of our meters over to the Iperl plastic meters over the past 5 years and have confirmed pipe material and have yet to come across any lead or galvanized service pipes. High confidence. The remaining 50% are scheduled to be replaced in the next few years.
5. Additional Records Required by Your State | N/A
6. Other Records | We created a survey card (including return postage) with explanations on how to determine pipe material which was mailed to all our customers. We did three separate mailings a month or so apart and got an amazing 62% return! For those that had not returned their survey, we called and pleaded that they confirm the pipe material to help eliminate having us do a site visit. Finally, we did site visits for the rest. High confidence.
Part 2: Identifying Service Line Material During Normal Operations
1. During which normal operating activities are you collecting information on service line material? Check all that apply.
Water meter reading | Water main repair or replacement
Water meter repair or replacement | Backflow prevention device inspection
Service line repair or replacement | Other
If "Other", please explain:
2. Did you develop or revise standard operating procedures to collect service line material information during normal operation? |  | Yes
If "Yes", please describe:
We added multiple fields on our standard job invoice for technicians to confirm materials and add any notes that may be helpful
Part 3: Service Line Investigations
1. Identify the service line investigation methods your system used to prepare the inventory (check all that apply). If a water system chooses an investigation method not specified by the state under 40 CFR §141.84(a)(3)(iv), state approval is required. Note that investigations are not required by the LCRR but can be used by systems to assess accuracy of historical records and gather information when service line material is unknown.
Visual Inspection at the Meter Pit | Water Quality Sampling - Other
Customer Self-Identification | Mechanical Excavation
CCTV Inspection at Curb Box - External | Vacuum Excavation
CCTV Inspection at Curb Box - Internal | Predictive Modeling
Water Quality Sampling - Targeted | Other
Water Quality Sampling - Flushed
Water Quality sampling - Sequential
If "Other", please explain:
Town tax records to help determine when services were discontinued due to buildings being torn down, burned, etc.
2. If "Predictive Modeling", please briefly describe the model and inputs used:
3. How did you prioritize locations for service line materials investigations? For example, did you consider environmental justice and/or sensitive populations, did you use predictive modeling, and/or did you target areas with high number of unknowns?
We concentrated on the older sections of Town that we may not have good information on. We investigated the ones that our customers were unsure of when replying to our survey. Two former employees with a combined 75 years of experience were asked to share their recollections of any projects they were involved with; we used that information to help formulate the plan as to where we needed to concentrate our efforts.

## Inventory Summary
Inventory Summary
PWS Name: Madawaska Water District
PWSID: ME0090920
Enter Date Last Updated: | 2024-10-09
Purpose of this worksheet: For water systems to provide a summary of their service line inventory, including information on ownership, inventory format, and the number of service lines for each of the four required materials classifications.
Part 1. General Information
1. Is this the Initial Inventory or an Inventory Update? |  | Initial Inventory
2a. Who owns the service lines in your system? If other, please explain below. |  | Ownership is split, meaning that the system owns and portion and the customer owns a portion
2b. Is there documentation that defines service line ownership in your system, such as a local ordinance? If yes, please describe below and explain where ownership is split (e.g., property line, curb stop). |  | Yes
Terms and Conditions, revised June 1, 2024
3a. Describe when lead service lines were generally installed in your system.
We were unable to find that ANY lead service lines were ever installed in the system.
3b. When were lead service lines banned in your system? Reference the state or local ordinance that banned the use of lead in your system.
The District has only had 4 Superintendents in its' history. The two previous Superintendents prior to myself have a combined service of over 75 years and neither can recall ever coming across any lead service lines. Originally there were galvanized lines but those have all been replaced to copper as street rehab projects were taken on.
4. Do you have lead goosenecks, pigtails or connectors in your system? |  | No
5. What is your overall level of confidence in the inventory (i.e., "Low", "Medium", or "High.") Please explain your rationale below.
High: we have extensively scoured all the records that are available and have investigated all service lines that records were not adequate for.
Part 2. Inventory Format
Describe your inventory format in the space provided below (e.g., the Detailed Inventory worksheet, custom spreadsheet, GIS map). Provide the filename and/or web address if applicable. Note that the state may require you to submit your detailed inventory of each service line in your distribution system.
We used the EPA provided Detailed Inventory worksheet.
Part 3. Inventory Summary Table 1
If you are using the Detailed Inventory worksheet, the classifications you select in the Column "Entire Service Line Material Classification" (Column X) will be used to calculate the total number of service lines for each of the four material classifications below. Otherwise, enter the number of service lines in the aqua-colored cells. Remember this is the classification for the entire service line.
Service Line Material Classification | Definition |  | Total Number of Service Lines (REQUIRED to be reported under the LCRR)
Lead | Any portion of the service line is known to be made of lead.2 |  | 0
Galvanized Requiring Replacement (GRR) | The service line is not made of lead, but a portion is galvanized and the system is unable to demonstrate that the galvanized line was never downstream of a lead service line. |  | 0
Non-Lead | All portions of the service line are known NOT to be lead or GRR through an evidence-based record, method, or technique. |  | 1226
Lead Status Unknown | The service line material is not known to be lead or GRR. For the entire service line or a portion of it (in cases of split ownership), there is not enough evidence to support material classification. |  | 0
TOTAL |  |  | 1226
Notes
1 This summary table is for reporting material for the entire service line connecting the water main to the customer's plumbing. See the Classifying SLs worksheet for additional guidance on assigning a materials classification to the entire service line when ownership is split. Remember that systems must track the system-owned and customer-owned portions separately in their inventory.
2 A lead-lined galvanized service line is consistent with the definition of an LSL under the LCRR (“a portion of pipe that is made of lead, which connects the water main to the building inlet”) (40 CFR §141.2) and must therefore be classified in the inventory as an LSL. Do NOT, however, count non-lead service lines with a lead gooseneck or pigtail as lead service lines unless required by your state.

## Detailed Inventory
Detailed Inventory
PWS Name: Madawaska Water District
PWSID: ME0090920
Date Last Updated: |  |  |  | 2024-09-27
Purpose of this worksheet: To provide a customizable format water systems can use to track materials for each service line in their distribution system. General Instructions: Each row in this worksheet represents one service line connecting the water main to the customer's plumbing. The worksheet includes required and recommended elements; the columns with the aqua shading are required by the LCRR. Systems can customize by adding or deleting columns. Important notes for each column are in Row 12; also see the Template Instructions worksheet for detailed instructions. Note that users can freeze panes to enable them to see the headings and notes when entering data. The worksheet includes examples in rows 13 - 20 and is formatted for approximately 10,000 entries.
Location Information |  |  |  |  | System-Owned Portion | [8 empty] | Customer-Owned Portion | [7 empty] | Entire Service Line Material Classification | Other Potential Sources of Lead |  |  | Additional Information to Assign Tap Monitoring Tiering |  |  |  | Lead Service Line Replacement (LSLR)
Unique Service Line ID | Location Identifier |  | Sensitive Population? (Yes/No) | Disadvantaged Neighborhood? (Yes/No) | System-Owned Portion Service Line Material Classification | If Non-Lead in Column G, Was Material Ever Previously Lead? | Service Line Installation Date | Service Line Size | Basis of Material Classification | Was the Service Line Material Field Verified? | If "Yes" Service Line Material Was Field Verified: |  | Notes | Customer-Owned Portion Service Line Material Classification | Service Line Installation Date | Service Line Size | Basis of Material Classification | Was the Service Line Material Field Verified? | If "Yes" Service Line Material Was Field Verified: |  | Notes |  | Is there a Lead Connector? | Is there Lead Solder in the Service Line? | Describe Other Fittings and Equipment Connected to the Service Line that Contain Lead | Building Type Connected to Service Line | Point-of-Entry or Point-of-Use Treatment Present? | Does the Interior Building Plumbing Contain Copper Pipes with Lead Solder Installed Before Your State's Lead Ban (Generally 1986 - 1988)? | Current LCR Sampling Site? | Date of System-owned LSLR | Date of Customer-owned LSLR
| Street Address | Other Location Identifier | [8 empty] | Describe the Field Verification Method | Enter the Date of Field Verification | [6 empty] | Describe the Field Verification Method | Enter the Date of Field Verification
A Unique ID is recommended for each service line. | Water systems must track addresses of all service lines in their internal inventory. For the publicly accessible version, location identifiers are required for lead and galvanized requiring replacement. If the system does not use addresses for their location identifier, other options could include GPS coordinates, landmark, intersection, block, or other details to specify service line locations. |  | Select Yes if sensitive subpopulation, e.g., day care, school, multifamily home. If Yes-Other, describe in the Notes field. | Does location meet state affordability guidelines or other measures? | Dropdown list includes recommended subclassifications. If "Non-Lead Other", describe in Notes field | Select Yes, No, or Don't know. Important for determining if downstream/ customer-owned galvanized service line requires replacement | Date, year, or estimated date range when the service line was installed or replaced | Diameter in inches | Select option from drop down list. If "Other," describe in the Notes field | Select Yes or No | Select option from drop down list. If "Other," describe in the Notes field | Enter approximate date of field verification or date that the record was updated | Can use this field for documenting additional relevant information, including when classification changes. | Dropdown list includes recommended subclassifications. If non-lead other, describe in Notes field. | Date, year, or estimated date range when the service line was installed or replaced | Diameter in inches | Select option from drop down list. If "Other," describe in the Notes field | Select Yes or No | Select option from drop down list. If "Other," describe in the Notes field | Enter approximate date of field verification or date that record was updated | Can use this field for documenting additional relevant information, including when classification changes. | Dropdown list includes four required service line classifications of Lead, Non-lead, Galvanized Requiring Replacement, or Unknown | For example, lead gooseneck or pigtail where the water main is connected to the service line | Select Yes, No, or Don't Know | For example, backflow preventer or meter containing lead | Note: This information may be helpful for identifying lead tap monitoring locations.
10000 | 58 MAIN ST. |  |  |  | Non-Lead - Copper |  | 2018 |  | Service line repair or replacement record | Yes | Mechanical excavation at multiple locations | 2018 | Main Street main line replacement project | Non-Lead - Copper |  |  | Field inspection only with no records | Yes | Visual inspection at the meter pit | 2024-09-24 |  | Non-Lead | No | [5 empty] | No
10005 | 53 MAIN ST. |  |  |  | Non-Lead - Copper |  | 2018 |  | Service line repair or replacement record | Yes | Mechanical excavation at multiple locations | 2018 | Main Street main line replacement project | Non-Lead - Copper |  |  | Field inspection only with no records | Yes | Visual inspection at the meter pit | 2018-10-15 |  | Non-Lead | No | [5 empty] | No
10010 | 61 MAIN ST. |  |  |  | Non-Lead - Copper |  | 2018 |  | Service line repair or replacement record | Yes | Mechanical excavation at multiple locations | 2018 | Main Street main line replacement project | Non-Lead - Copper |  |  | Field inspection only with no records | Yes | Visual inspection at the meter pit | 2018-10-15 |  | Non-Lead | No | [5 empty] | No
10015 | 65 MAIN ST. |  |  |  | Non-Lead - Copper |  | 2018 |  | Service line repair or replacement record | Yes | Mechanical excavation at multiple locations | 2018 | Main Street main line replacement project | Non-Lead - Copper |  |  | Field inspection only with no records | Yes | Visual inspection at the meter pit | 2023-11-04 |  | Non-Lead | No | [5 empty] | No
10020 | 67 MAIN ST. |  |  |  | Non-Lead - Copper |  | 2018 |  | Service line repair or replacement record | Yes | Mechanical excavation at multiple locations | 2018 | Main Street main line replacement project | Non-Lead - Copper |  |  | Other | Yes | Customer self-identification | 2024-02-27 |  | Non-Lead | No | [5 empty] | No
10025 | 74 MAIN ST. |  |  |  | Non-Lead - Copper |  | 2018 |  | Service line repair or replacement record | Yes | Mechanical excavation at multiple locations | 2018 | Main Street main line replacement project | Non-Lead - Copper |  |  | Other | Yes | Customer self-identification | 2024-02-20 |  | Non-Lead | No | [5 empty] | No
10030 | 79 MAIN ST. |  |  |  | Non-Lead - Copper |  | 2018 |  | Service line repair or replacement record | Yes | Mechanical excavation at multiple locations | 2018 | Main Street main line replacement project | Non-Lead - Copper |  |  | Other | Yes | Customer self-identification | 2024-03-24 |  | Non-Lead | No | [5 empty] | No
10031 | 85 MAIN ST. |  |  |  | Non-Lead - Copper |  | 2018 |  | Service line repair or replacement record | Yes | Mechanical excavation at multiple locations | 2018 | Main Street main line replacement project | Non-Lead - Copper |  |  | Field inspection only with no records | Yes | Visual inspection at the meter pit | 2018-10-15 |  | Non-Lead | No | [5 empty] | No
10032 | 85 MAIN ST. |  |  |  | Non-Lead - Copper |  | 2018 |  | Service line repair or replacement record | Yes | Mechanical excavation at multiple locations | 2018 | Main Street main line replacement project | Non-Lead - Copper |  |  | Installation date after lead ban | Yes | Other |  |  | Non-Lead | No | [5 empty] | No
10035 | 90 MAIN ST. |  |  |  | Non-Lead - Copper |  | 2018 |  | Service line repair or replacement record | Yes | Mechanical excavation at multiple locations | 2018 | Main Street main line replacement project | Non-Lead - Copper | 1988 |  | Other | Yes | Customer self-identification | 2024-02-20 |  | Non-Lead | No | [5 empty] | No
10040 | 93 MAIN ST. |  |  |  | Non-Lead - Copper |  | 2018 |  | Service line repair or replacement record | Yes | Mechanical excavation at multiple locations | 2018 | Main Street main line replacement project | Non-Lead - Copper |  |  | Other | Yes | Visual inspection at the meter pit |  |  | Non-Lead | No | [5 empty] | No
10045 | 96 MAIN ST. |  |  |  | Non-Lead - Copper |  | 2018 |  | Service line repair or replacement record | Yes | Mechanical excavation at multiple locations | 2018 | Main Street main line replacement project | Non-Lead - Copper |  |  | Field inspection only with no records | Yes | Visual inspection at the meter pit | 2018-10-12 |  | Non-Lead | No | [5 empty] | No
10050 | 104 MAIN ST. |  |  |  | Non-Lead - Copper |  | 2018 |  | Service line repair or replacement record | Yes | Mechanical excavation at multiple locations | 2018 | Main Street main line replacement project | Non-Lead - Plastic | 2009 |  | Other | Yes | Customer self-identification | 2024-02-19 |  | Non-Lead | No | [5 empty] | No
10055 | 105 MAIN ST. |  |  |  | Non-Lead - Copper |  | 2018 |  | Service line repair or replacement record | Yes | Mechanical excavation at multiple locations | 2018 | Main Street main line replacement project | Non-Lead - Copper |  |  | Other | Yes | Customer self-identification | 2024-02-20 |  | Non-Lead | No | [5 empty] | No
10060 | 109 MAIN ST. |  |  |  | Non-Lead - Copper |  | 2018 |  | Service line repair or replacement record | Yes | Mechanical excavation at multiple locations | 2018 | Main Street main line replacement project | Non-Lead - Copper |  |  | Other | Yes | Customer self-identification | 2024-02-20 |  | Non-Lead | No | [5 empty] | No
10065 | 116 MAIN ST. |  |  |  | Non-Lead - Copper |  | 2018 |  | Service line repair or replacement record | Yes | Mechanical excavation at multiple locations | 2018 | Main Street main line replacement project | Non-Lead - Copper |  |  | Other | Yes | Customer self-identification | 2024-04-11 |  | Non-Lead | No | [5 empty] | No
10070 | 108 - 21ST AVE. |  |  |  | Non-Lead - Copper |  |  |  | Previous Materials Evaluation | Yes | Other |  |  | Non-Lead - Copper |  |  | Other | Yes | Customer self-identification | 2024-03-11 |  | Non-Lead | No | [5 empty] | No
10075 | 116 - 21ST AVE. |  |  |  | Non-Lead - Copper |  |  |  | Previous Materials Evaluation | Yes | Other |  |  | Non-Lead - Copper |  |  | Other | Yes | Customer self-identification | 2024-03-21 |  | Non-Lead | No | [5 empty] | No
10080 | 120 - 21ST AVE. |  |  |  | Non-Lead - Copper |  |  |  | Previous Materials Evaluation | Yes | Other |  |  | Non-Lead - Copper |  |  | Other | Yes | Customer self-identification | 2024-03-26 |  | Non-Lead | No | [5 empty] | No
10085 | 124 - 21ST AVE. |  |  |  | Non-Lead - Copper |  |  |  | Previous Materials Evaluation | Yes | Other |  |  | Non-Lead - Copper |  |  | Field inspection only with no records | Yes | Visual inspection at the meter pit | 2012-06-19 |  | Non-Lead | No | [5 empty] | No
10090 | 113 - 21ST AVE. |  |  |  | Non-Lead - Copper |  |  |  | Previous Materials Evaluation | Yes | Other |  |  | Non-Lead - Copper |  |  | Other | Yes | Customer self-identification | 2024-02-16 |  | Non-Lead | No | [5 empty] | No
10095 | 119 MAIN ST. |  |  |  | Non-Lead - Copper |  | 2018 |  | Service line repair or replacement record | Yes | Mechanical excavation at multiple locations | 2018 | Main Street main line replacement project | Non-Lead - Copper |  |  | Other | Yes | Customer self-identification | 2024-02-20 |  | Non-Lead | No | [5 empty] | No
10100 | 121 MAIN ST. |  |  |  | Non-Lead - Copper |  | 2018 |  | Service line repair or replacement record | Yes | Mechanical excavation at multiple locations | 2018 | Main Street main line replacement project | Non-Lead - Copper |  |  | Field inspection only with no records | Yes | Visual inspection at the meter pit | 2018-09-14 |  | Non-Lead | No | [5 empty] | No
10105 | CEMETARY |  |  |  | Non-Lead - Copper |  | 2018 |  | Service line repair or replacement record | Yes | Mechanical excavation at multiple locations | 2018 | Main Street main line replacement project | Non-Lead - Copper |  |  | Field inspection only with no records | Yes | Visual inspection at the meter pit | 2020-05-15 |  | Non-Lead | No | [5 empty] | No
10115 | 125 MAIN ST. |  |  |  | Non-Lead - Copper |  | 2018 |  | Service line repair or replacement record | Yes | Mechanical excavation at multiple locations | 2018 | Main Street main line replacement project | Non-Lead - Copper |  |  | Field inspection only with no records | Yes | Visual inspection at the meter pit | 2023-03-21 |  | Non-Lead | No | [5 empty] | No
10116 | 131 MAIN ST. |  |  |  | Non-Lead - Copper |  | 2018 |  | Service line repair or replacement record | Yes | Mechanical excavation at multiple locations | 2018 | Main Street main line replacement project | Non-Lead - Copper |  |  | Other | Yes | Customer self-identification | 2024-03-28 |  | Non-Lead | No | [5 empty] | No
10120 | 137 MAIN ST. |  |  |  | Non-Lead - Copper |  | 2018 |  | Service line repair or replacement record | Yes | Mechanical excavation at multiple locations | 2018 | Main Street main line replacement project | Non-Lead - Copper |  |  | Other | Yes | Customer self-identification | 2024-02-16 |  | Non-Lead | No | [5 empty] | No
10130 | 145 MAIN ST. |  |  |  | Non-Lead - Copper |  | 2018 |  | Service line repair or replacement record | Yes | Mechanical excavation at multiple locations | 2018 | Main Street main line replacement project | Non-Lead - Copper |  |  | Field inspection only with no records | Yes | Visual inspection at the meter pit | 2023-06-17 |  | Non-Lead | No | [5 empty] | No
10135 | 94 - 19TH AVE. |  |  |  | Non-Lead - Copper |  | 2018 |  | Service line repair or replacement record | Yes | Mechanical excavation at multiple locations | 2018 | Main Street main line replacement project | Non-Lead - Copper |  |  | Other | Yes | Customer self-identification | 2024-03-20 |  | Non-Lead | No | [5 empty] | No
10140 | 90 - 19TH AVE. |  |  |  | Non-Lead - Copper |  | 2018 |  | Service line repair or replacement record | Yes | Mechanical excavation at multiple locations | 2018 | Main Street main line replacement project | Non-Lead - Copper |  |  | Other | Yes | Customer self-identification | 2024-01-05 |  | Non-Lead | No | [5 empty] | No
10145 | 86 - 19TH AVE. |  |  |  | Non-Lead - Copper |  | 2018 |  | Service line repair or replacement record | Yes | Mechanical excavation at multiple locations | 2018 | Main Street main line replacement project | Non-Lead - Copper |  |  | Other | Yes | Customer self-identification | 2024-05-26 |  | Non-Lead | No | [5 empty] | No
10150 | 82 - 19TH AVE. |  |  |  | Non-Lead - Copper |  | 2018 |  | Service line repair or replacement record | Yes | Mechanical excavation at multiple locations | 2018 | Main Street main line replacement project | Non-Lead - Copper |  |  | Other | Yes | Customer self-identification | 2024-02-20 |  | Non-Lead | No | [5 empty] | No
10155 | 146 MAPLE ST. |  |  |  | Non-Lead - Copper |  | 2018 |  | Service line repair or replacement record | Yes | Mechanical excavation at multiple locations | 2018 | Main Street main line replacement project | Non-Lead - Copper |  |  | Other | Yes | Customer self-identification | 2024-02-22 |  | Non-Lead | No | [5 empty] | No
10160 | 150 MAPLE ST. |  |  |  | Non-Lead - Copper |  | 2018 |  | Service line repair or replacement record | Yes | Mechanical excavation at multiple locations | 2018 | Main Street main line replacement project | Non-Lead - Copper |  |  | Other | Yes | Customer self-identification | 2024-02-16 |  | Non-Lead | No | [5 empty] | No
10165 | 154 MAPLE ST. |  |  |  | Non-Lead - Copper |  | 2018 |  | Service line repair or replacement record | Yes | Mechanical excavation at multiple locations | 2018 | Main Street main line replacement project | Non-Lead - Copper |  |  | Other | Yes | Customer self-identification | 2024-03-25 |  | Non-Lead | No | [5 empty] | No
10170 | 83 - 18TH AVE. |  |  |  | Non-Lead - Copper |  | 2018 |  | Service line repair or replacement record | Yes | Mechanical excavation at multiple locations | 2018 | Main Street main line replacement project | Non-Lead - Copper |  |  | Other | Yes | Customer self-identification | 2024-04-21 |  | Non-Lead | No | [5 empty] | No
10175 | 82 - 18TH AVE. |  |  |  | Non-Lead - Copper |  | 2018 |  | Service line repair or replacement record | Yes | Mechanical excavation at multiple locations | 2018 | Main Street main line replacement project | Non-Lead - Copper |  |  | Other | Yes | Customer self-identification | 2024-02-20 |  | Non-Lead | No | [5 empty] | No
10180 | 86 - 18TH AVE. |  |  |  | Non-Lead - Copper |  | 2018 |  | Service line repair or replacement record | Yes | Mechanical excavation at multiple locations | 2018 | Main Street main line replacement project | Non-Lead - Copper |  |  | Other | Yes | Customer self-identification | 2024-03-08 |  | Non-Lead | No | [5 empty] | No
10185 | 87 - 18TH AVE. |  |  |  | Non-Lead - Copper |  | 2018 |  | Service line repair or replacement record | Yes | Mechanical excavation at multiple locations | 2018 | Main Street main line replacement project | Non-Lead - Copper |  |  | Field inspection only with no records | Yes | Visual inspection at the meter pit | 2014-04-29 |  | Non-Lead | No | [5 empty] | No
10195 | 94 - 18TH AVE. |  |  |  | Non-Lead - Copper |  | 2018 |  | Service line repair or replacement record | Yes | Mechanical excavation at multiple locations | 2018 | Main Street main line replacement project | Non-Lead - Copper |  |  | Field inspection only with no records | Yes | Visual inspection at the meter pit | 2018-08-14 |  | Non-Lead | No | [5 empty] | No
10200 | 91 - 18TH AVE. |  |  |  | Non-Lead - Copper |  | 2018 |  | Service line repair or replacement record | Yes | Mechanical excavation at multiple locations | 2018 | Main Street main line replacement project | Non-Lead - Copper |  |  | Other | Yes | Customer self-identification | 2024-03-13 |  | Non-Lead | No | [5 empty] | No
10205 | 95 - 18TH AVE. |  |  |  | Non-Lead - Copper |  | 2018 |  | Service line repair or replacement record | Yes | Mechanical excavation at multiple locations | 2018 | Main Street main line replacement project | Non-Lead - Copper |  |  | Other | Yes | Customer self-identification | 2024-02-21 |  | Non-Lead | No | [5 empty] | No
10215 | 150 MAIN ST. |  |  |  | Non-Lead - Copper |  | 2018 |  | Service line repair or replacement record | Yes | Mechanical excavation at multiple locations | 2018 | Main Street main line replacement project | Non-Lead - Copper |  |  | Other | Yes | Customer self-identification | 2024-03-20 |  | Non-Lead | No | [5 empty] | No
10220 | 156 MAIN ST. |  |  |  | Non-Lead - Copper |  |  |  | Previous Materials Evaluation | Yes | Other |  |  | Non-Lead - Copper |  |  | Other | Yes | Customer self-identification | 2024-02-24 |  | Non-Lead | No | [5 empty] | No
10225 | 148 MAIN ST. |  |  |  | Non-Lead - Copper |  | 2018 |  | Service line repair or replacement record | Yes | Mechanical excavation at multiple locations | 2018 | Main Street main line replacement project | Non-Lead - Copper |  |  | Other | Yes | Customer self-identification | 2024-02-20 |  | Non-Lead | No | [5 empty] | No
10230 | 149 MAIN ST. |  |  |  | Non-Lead - Copper |  | 2018 |  | Service line repair or replacement record | Yes | Mechanical excavation at multiple locations | 2018 | Main Street main line replacement project | Non-Lead - Copper |  |  | Other | Yes | Customer self-identification | 2024-03-14 |  | Non-Lead | No | [5 empty] | No
10235 | 157 MAIN ST. |  |  |  | Non-Lead - Copper |  | 2018 |  | Service line repair or replacement record | Yes | Mechanical excavation at multiple locations | 2018 | Main Street main line replacement project | Non-Lead - Copper |  |  | Previous Materials Evaluation | Yes | Visual inspection at the meter pit |  |  | Non-Lead | No | [5 empty] | No
10240 | 159 MAIN ST. |  |  |  | Non-Lead - Copper |  | 2018 |  | Service line repair or replacement record | Yes | Mechanical excavation at multiple locations | 2018 | Main Street main line replacement project | Non-Lead - Copper |  |  | Other | Yes | Customer self-identification | 2024-05-23 |  | Non-Lead | No | [5 empty] | No
10245 | 151 MAIN ST. |  |  |  | Non-Lead - Copper |  | 2018 |  | Service line repair or replacement record | Yes | Mechanical excavation at multiple locations | 2018 | Main Street main line replacement project | Non-Lead - Copper |  |  | Other | Yes | Customer self-identification | 2024-04-11 |  | Non-Lead | No | [5 empty] | No
10250 | 153 MAIN ST. |  |  |  | Non-Lead - Copper |  | 2018 |  | Service line repair or replacement record | Yes | Mechanical excavation at multiple locations | 2018 | Main Street main line replacement project | Non-Lead - Copper |  |  | Other | Yes | Customer self-identification | 2024-04-11 |  | Non-Lead | No | [5 empty] | No
10255 | 158 MAIN ST. |  |  |  | Non-Lead - Copper |  |  |  | Field inspection only with no records | Yes | Visual inspection at the meter pit |  |  | Non-Lead - Copper |  |  | Other | Yes | Customer self-identification | 2024-02-25 |  | Non-Lead | No | [5 empty] | No
10260 | 160 MAIN ST. |  |  |  | Non-Lead - Copper |  |  |  | Field inspection only with no records | Yes | Visual inspection at the meter pit |  |  | Non-Lead - Copper |  |  | Other | Yes | Customer self-identification | 2024-02-25 |  | Non-Lead | No | [5 empty] | No
10265 | 164 MAIN ST. |  |  |  | Non-Lead - Copper |  |  |  | Field inspection only with no records | Yes | Visual inspection at the meter pit |  |  | Non-Lead - Copper |  |  | Other | Yes | Customer self-identification | 2024-02-25 |  | Non-Lead | No | [5 empty] | No
10268 | 163 MAIN ST. |  |  |  | Non-Lead - Copper |  |  |  | Field inspection only with no records | Yes | Visual inspection at the meter pit |  |  | Non-Lead - Plastic |  |  | Other | Yes | Customer self-identification | 2024-02-25 |  | Non-Lead | No | [5 empty] | No
10270 | 165 MAIN ST. |  |  |  | Non-Lead - Copper |  |  |  | Field inspection only with no records | Yes | Visual inspection at the meter pit |  |  | Non-Lead - Copper |  |  | Other | Yes | Customer self-identification | 2024-02-29 |  | Non-Lead | No | [5 empty] | No
10275 | 170 MAIN ST. |  |  |  | Non-Lead - Copper |  |  |  | Previous Materials Evaluation | Yes | Mechanical excavation at one location | 2021 | New customs project | Non-Lead - Copper |  |  | Other | Yes | Other | 2021-07-09 |  | Non-Lead | No | [5 empty] | No
10278 | 170 MAIN STREET |  |  |  | Non-Lead - Copper |  |  |  | Previous Materials Evaluation | Yes | Mechanical excavation at one location | 2021 | New customs project | Non-Lead - Copper |  |  | Other | Yes | Other | 2021-07-09 |  | Non-Lead | No | [5 empty] | No
10280 | 93 VITAL DRIVE |  |  |  | Non-Lead - Copper |  |  |  | Previous Materials Evaluation | Yes | Mechanical excavation at one location | 2021 | New customs project | Non-Lead - Copper |  |  | Other | Yes | Other | 2021-07-09 |  | Non-Lead | No | [5 empty] | No
10285 | 91 VITAL DRIVE |  |  |  | Non-Lead - Copper |  |  |  | Previous Materials Evaluation | Yes | Mechanical excavation at one location | 2021 | New customs project | Non-Lead - Copper |  |  | Other | Yes | Other | 2021-07-09 |  | Non-Lead | No | [5 empty] | No
10290 | 180 MAIN ST. |  |  |  | Non-Lead - Copper |  |  |  | Previous Materials Evaluation | Yes | Mechanical excavation at one location | 2021 | New customs project | Non-Lead - Copper |  |  | Other | Yes | Other | 2021-07-09 |  | Non-Lead | No | [5 empty] | No
10295 | 179 MAIN ST. |  |  |  | Non-Lead - Copper |  |  |  | Previous Materials Evaluation | No | Other |  |  | Non-Lead - Copper |  |  | Previous Materials Evaluation | Yes | Other |  |  | Non-Lead | No | [5 empty] | No
10297 | 191 MAIN ST. |  |  |  | Non-Lead - Copper |  |  |  | Previous Materials Evaluation | No | Other |  |  | Non-Lead - Copper |  |  | Previous Materials Evaluation | Yes | Other |  |  | Non-Lead | No | [5 empty] | No
10300 | 198 MAIN ST. |  |  |  | Non-Lead - Copper |  |  |  | Previous Materials Evaluation | No | Other |  |  | Non-Lead - Copper | 1988 |  | Installation date after lead ban | Yes | Customer self-identification | 2024-03-13 |  | Non-Lead | No | [5 empty] | No
10305 | 213 MAIN ST. |  |  |  | Non-Lead - Copper |  |  |  | Previous Materials Evaluation | No | Other |  |  | Non-Lead - Copper | 2008 |  | Installation date after lead ban | Yes | Customer self-identification | 2024-03-14 |  | Non-Lead | No | [5 empty] | No
10310 | 205 MAIN ST. |  |  |  | Non-Lead - Copper |  |  |  | Previous Materials Evaluation | No | Other |  |  | Non-Lead - Copper | 2017 |  | Installation date after lead ban | Yes | Customer self-identification | 2024-03-14 |  | Non-Lead | No | [5 empty] | No
10315 | 224 MAIN ST. |  |  |  | Non-Lead - Copper |  |  |  | Previous Materials Evaluation |  | Other |  |  | Non-Lead - Copper |  |  | Other | Yes | Customer self-identification | 2024-03-19 |  | Non-Lead | No | [5 empty] | No
10320 | 229 MAIN ST. |  |  |  | Non-Lead - Copper |  |  |  | Installation date after lead ban | Yes | Mechanical excavation at one location |  |  | Non-Lead - Copper |  |  | Field inspection only with no records | Yes | Visual inspection at the meter pit | 2020-12-30 |  | Non-Lead | No | [5 empty] | No
10335 | 236 MAIN ST. |  |  |  | Non-Lead - Copper | [8 empty] | Non-Lead - Copper |  |  | Field inspection only with no records | Yes | Visual inspection at the meter pit | 2024-09-24 |  | Non-Lead | No | [5 empty] | No
10340 | 240 MAIN ST. |  |  |  | Non-Lead - Copper | [8 empty] | Non-Lead - Copper |  |  | Other | Yes | Customer self-identification | 2024-05-30 |  | Non-Lead | No | [5 empty] | No
10345 | 247 MAIN ST. |  |  |  | Non-Lead - Copper | [8 empty] | Non-Lead - Copper |  |  | Previous Materials Evaluation | Yes | Mechanical excavation at one location |  |  | Non-Lead | No | [5 empty] | No
10350 | 251 MAIN ST. |  |  |  | Non-Lead - Copper | [8 empty] | Non-Lead - Copper |  |  | Previous Materials Evaluation | Yes | Mechanical excavation at one location | 2024-09-24 |  | Non-Lead | No | [5 empty] | No
10355 | 250 MAIN ST. |  |  |  | Non-Lead - Copper | [8 empty] | Non-Lead - Copper |  |  | Field inspection only with no records | Yes | Visual inspection at the meter pit | 2019-03-22 |  | Non-Lead | No | [5 empty] | No
10360 | 254 MAIN ST. |  |  |  | Non-Lead - Copper | [8 empty] | Non-Lead - Copper |  |  | Field inspection only with no records | Yes | Visual inspection at the meter pit | 2023-06-30 |  | Non-Lead | No | [5 empty] | No
10365 | 262 MAIN ST. |  |  |  | Non-Lead - Copper | [8 empty] | Non-Lead - Copper |  |  | Other | Yes | Customer self-identification | 2024-05-06 |  | Non-Lead | No | [5 empty] | No
10370 | 272 MAIN ST. |  |  |  | Non-Lead - Copper | [8 empty] | Non-Lead - Copper |  |  | Field inspection only with no records | Yes | Visual inspection at the meter pit | 2023-02-06 |  | Non-Lead | No | [5 empty] | No
10380 | 106 - 13TH AVE. |  |  |  | Non-Lead - Copper | [8 empty] | Non-Lead - Copper |  |  | Other | Yes | Customer self-identification | 2024-03-14 |  | Non-Lead | No | [5 empty] | No
10383 | 259 MAIN ST. |  |  |  | Non-Lead - Copper | [8 empty] | Non-Lead - Copper |  |  | Field inspection only with no records | Yes | Visual inspection at the meter pit | 2023-01-12 |  | Non-Lead | No | [5 empty] | No
10390 | 276 MAIN ST. |  |  |  | Non-Lead - Copper | [8 empty] | Non-Lead - Copper |  |  | Field inspection only with no records | Yes | Visual inspection at the meter pit | 2019-11-26 |  | Non-Lead | No | [5 empty] | No
10395 | 280 MAIN ST. |  |  |  | Non-Lead - Copper | [8 empty] | Non-Lead - Copper |  |  | Previous Materials Evaluation | Yes | Visual inspection at the meter pit | 2024-09-24 |  | Non-Lead | No | [5 empty] | No
10398 | 284 MAIN ST. |  |  |  | Non-Lead - Copper | [8 empty] | Non-Lead - Copper |  |  | Field inspection only with no records | Yes | Visual inspection at the meter pit | 2021-05-06 |  | Non-Lead | No | [5 empty] | No
10400 | 284 MAIN ST. |  |  |  | Non-Lead - Copper | [8 empty] | Non-Lead - Copper |  |  | Field inspection only with no records | Yes | Other | 2024-09-24 |  | Non-Lead | No | [5 empty] | No
10405 | 97 BRIDGE AVE. |  |  |  | Non-Lead - Copper | [8 empty] | Non-Lead - Copper |  |  | Previous Materials Evaluation | Yes | Other | 2024-09-24 |  | Non-Lead | No | [5 empty] | No
10410 | 95 BRIDGE AVE. |  |  |  | Non-Lead - Copper | [8 empty] | Non-Lead - Copper |  |  | Previous Materials Evaluation | Yes | Other | 2024-09-24 |  | Non-Lead | No | [5 empty] | No
10415 | 93 BRIDGE AVE. |  |  |  | Non-Lead - Copper | [8 empty] | Non-Lead - Copper |  |  | Previous Materials Evaluation | Yes | Other | 2024-09-24 |  | Non-Lead | No | [5 empty] | No
10425 | 82 BRIDGE AVE., BOND MILL, 6" METER |  |  |  | Non-Lead - Other | [8 empty] | Non-Lead - Other |  |  | Service line diameter is > 2 inches | Yes | Customer self-identification | 2024-06-15 |  | Non-Lead | No | [5 empty] | No
10430 | 63 BRIDGE AVE. (MADAWASKA, ME) |  |  |  | Non-Lead - Copper | [8 empty] | Non-Lead - Copper |  |  | Field inspection only with no records | Yes | Other | 2024-09-17 |  | Non-Lead | No | [5 empty] | No
10435 | 67 BRIDGE AVE. (office) |  |  |  | Non-Lead - Copper | [8 empty] | Non-Lead - Copper |  |  | Field inspection only with no records | Yes | Visual inspection at the meter pit | 2022-04-11 |  | Non-Lead | No | [5 empty] | No
10445 | 65 BRIDGE AVE. (shed) |  |  |  | Non-Lead - Copper | [8 empty] | Non-Lead - Copper |  |  | Previous Materials Evaluation | Yes | Other | 2024-09-27 |  | Non-Lead | No | [5 empty] | No
10450 | 97 - 13TH AVE. |  |  |  | Non-Lead - Copper | [8 empty] | Non-Lead - Copper |  |  | Field inspection only with no records | Yes | Visual inspection at the meter pit | 2010-06-17 |  | Non-Lead | No | [5 empty] | No
10455 | 94 - 13TH AVE. |  |  |  | Non-Lead - Copper | [8 empty] | Non-Lead - Copper |  |  | Field inspection only with no records | Yes | Visual inspection at the meter pit | 2020-12-29 |  | Non-Lead | No | [5 empty] | No
10460 | 93 - 13TH AVE |  |  |  | Non-Lead - Copper | [8 empty] | Non-Lead - Copper |  |  | Previous Materials Evaluation | Yes | Other | 2024-09-27 |  | Non-Lead | No | [5 empty] | No
10485 | 94 - 14TH AVE. |  |  |  | Non-Lead - Copper | [8 empty] | Non-Lead - Copper |  |  | Field inspection only with no records | Yes | Visual inspection at the meter pit | 2021-03-08 |  | Non-Lead | No | [5 empty] | No
10495 | 92 - 14TH AVE., MADAWASKA |  |  |  | Non-Lead - Copper | [8 empty] | Non-Lead - Copper |  |  | Previous Materials Evaluation | Yes | Other | 2024-09-27 |  | Non-Lead | No | [5 empty] | No
10505 | 89 - 15TH AVE. |  |  |  | Non-Lead - Copper | [8 empty] | Non-Lead - Copper |  |  | Previous Materials Evaluation | Yes | Other | 2024-09-27 |  | Non-Lead | No | [5 empty] | No
10510 | 88 - 15TH AVE. |  |  |  | Non-Lead - Copper | [8 empty] | Non-Lead - Copper |  |  | Previous Materials Evaluation | Yes | Other | 2024-09-27 |  | Non-Lead | No | [5 empty] | No
10515 | 91 - 15TH AVE |  |  |  | Non-Lead - Copper | [8 empty] | Non-Lead - Copper |  |  | Previous Materials Evaluation | Yes | Other | 2024-09-27 |  | Non-Lead | No | [5 empty] | No
10520 | 94 - 15TH AVE. |  |  |  | Non-Lead - Copper | [8 empty] | Non-Lead - Copper |  |  | Other | Yes | Customer self-identification | 2024-05-17 |  | Non-Lead | No | [5 empty] | No
10530 | 218 MAIN ST. |  |  |  | Non-Lead - Copper | [8 empty] | Non-Lead - Copper |  |  | Field inspection only with no records | Yes | Visual inspection at the meter pit | 2020-06-15 |  | Non-Lead | No | [5 empty] | No
10535 | 97 - 16TH AVE |  |  |  | Non-Lead - Copper | [8 empty] | Non-Lead - Copper |  |  | Previous Materials Evaluation | Yes | Other | 2024-09-27 |  | Non-Lead | No | [5 empty] | No
10540 | 96 - 16TH AVE. |  |  |  | Non-Lead - Copper | [8 empty] | Non-Lead - Copper |  |  | Field inspection only with no records | Yes | Visual inspection at the meter pit | 2020-12-28 |  | Non-Lead | No | [5 empty] | No
10545 | 94 - 16TH AVE. |  |  |  | Non-Lead - Copper | [8 empty] | Non-Lead - Copper |  |  | Other | Yes | Customer self-identification | 2024-04-01 |  | Non-Lead | No | [5 empty] | No
10555 | 93 - 16TH AVE. |  |  |  | Non-Lead - Copper | [8 empty] | Non-Lead - Copper |  |  | Previous Materials Evaluation | Yes | Other | 2024-09-27 |  | Non-Lead | No | [5 empty] | No
10560 | 92 - 16TH AVE. |  |  |  | Non-Lead - Copper | [8 empty] | Non-Lead - Copper |  |  | Other | Yes | Customer self-identification | 2024-03-14 |  | Non-Lead | No | [5 empty] | No
10565 | 90 - 16TH AVE. |  |  |  | Non-Lead - Copper | [8 empty] | Non-Lead - Copper |  |  | Other | Yes | Customer self-identification | 2024-02-16 |  | Non-Lead | No | [5 empty] | No
10570 | 91 - 16TH AVENUE |  |  |  | Non-Lead - Copper | [8 empty] | Non-Lead - Copper |  |  | Previous Materials Evaluation | Yes | Other | 2024-09-27 |  | Non-Lead | No | [5 empty] | No
10580 | 88 - 16TH AVE.. |  |  |  | Non-Lead - Copper | [8 empty] | Non-Lead - Copper |  |  | Field inspection only with no records | Yes | Visual inspection at the meter pit | 2019-06-11 |  | Non-Lead | No | [5 empty] | No
10590 | 86 - 16TH AVE |  |  |  | Non-Lead - Copper | [8 empty] | Non-Lead - Copper |  |  | Previous Materials Evaluation | Yes | Other | 2024-09-27 |  | Non-Lead | No | [5 empty] | No
10595 | CATALOG MILL, 4" METER |  |  |  | Non-Lead - Other | [8 empty] | Non-Lead - Other |  |  | Service line diameter is > 2 inches | Yes | Customer self-identification | 2024-06-15 |  | Non-Lead | No | [5 empty] | No
10605 | 82 MILL ST. (old Trailer Park) |  |  |  | Non-Lead - Copper | [8 empty] | Non-Lead - Copper |  |  | Other | Yes | Customer self-identification | 2024-05-22 |  | Non-Lead | No | [5 empty] | No
10607 | 170 MAIN ST. (Main building, 3" meter) |  |  |  | Non-Lead - Other | [8 empty] | Non-Lead - Other |  | 3" | Service line diameter is > 2 inches |  |  |  |  | Non-Lead | No | [5 empty] | No
10608 | 170 MAIN ST. (Commercial building, 2" meter) |  |  |  | Non-Lead - Copper | [8 empty] | Non-Lead - Other | 2023 | 2" | Installation date after lead ban |  |  |  |  | Non-Lead | No | [5 empty] | No
10610 | 90 MILL ST. |  |  |  | Non-Lead - Copper | [8 empty] | Non-Lead - Copper |  |  | Other | Yes | Customer self-identification | 2024-05-16 |  | Non-Lead | No | [5 empty] | No
20005 | 288 MAIN ST. |  |  |  | Non-Lead - Copper | [8 empty] | Non-Lead - Copper |  |  | Other | Yes | Customer self-identification | 2024-06-14 |  | Non-Lead | No | [5 empty] | No
20010 | 292 MAIN ST. (business offices) |  |  |  | Non-Lead - Copper | [8 empty] | Non-Lead - Copper |  |  | Other | Yes | Customer self-identification | 2024-03-26 |  | Non-Lead | No | [5 empty] | No
20015 | 296 MAIN ST. |  |  |  | Non-Lead - Copper | [8 empty] | Non-Lead - Copper |  |  | Other | Yes | Customer self-identification | 2024-03-26 |  | Non-Lead | No | [5 empty] | No
20020 | 298 MAIN ST. |  |  |  | Non-Lead - Copper | [8 empty] | Non-Lead - Copper |  |  | Field inspection only with no records | Yes | Visual inspection at the meter pit | 2024-04-16 |  | Non-Lead | No | [5 empty] | No
20025 | 300 MAIN ST. |  |  |  | Non-Lead - Copper | [8 empty] | Non-Lead - Copper |  |  | Previous Materials Evaluation | Yes | Other | 2024-09-27 |  | Non-Lead | No | [5 empty] | No
20030 | 306 MAIN ST. |  |  |  | Non-Lead - Copper | [8 empty] | Non-Lead - Copper |  |  | Field inspection only with no records | Yes | Visual inspection at the meter pit | 2024-09-24 |  | Non-Lead | No | [5 empty] | No
20035 | 308 MAIN ST. (apartment) |  |  |  | Non-Lead - Copper | [8 empty] | Non-Lead - Copper |  |  | Other | Yes | Customer self-identification | 2024-04-11 |  | Non-Lead | No | [5 empty] | No
20040 | 312 MAIN ST. (store) |  |  |  | Non-Lead - Copper | [8 empty] | Non-Lead - Copper |  |  | Other | Yes | Customer self-identification | 2024-02-21 |  | Non-Lead | No | [5 empty] | No
20045 | 314 MAIN ST. (flower shop) |  |  |  | Non-Lead - Copper | [8 empty] | Non-Lead - Copper |  |  | Field inspection only with no records | Yes | Visual inspection at the meter pit | 2024-09-24 |  | Non-Lead | No | [5 empty] | No
20050 | 322 MAIN ST. (store, apartments) |  |  |  | Non-Lead - Copper | [8 empty] | Non-Lead - Copper |  |  | Other | Yes | Customer self-identification | 2024-03-26 |  | Non-Lead | No | [5 empty] | No
20055 | 324 MAIN ST. (law office) |  |  |  | Non-Lead - Copper | [8 empty] | Non-Lead - Copper |  |  | Other | Yes | Customer self-identification | 2024-02-26 |  | Non-Lead | No | [5 empty] | No
20060 | 328 MAIN ST. (office, apartment) |  |  |  | Non-Lead - Copper | [8 empty] | Non-Lead - Copper |  |  | Previous Materials Evaluation | Yes | Other | 2024-09-27 |  | Non-Lead | No | [5 empty] | No
20065 | 334 MAIN ST. (clothing store, apartments) |  |  |  | Non-Lead - Copper | [8 empty] | Non-Lead - Copper |  |  | Field inspection only with no records | Yes | Visual inspection at the meter pit | 2020-09-17 |  | Non-Lead | No | [5 empty] | No
20070 | 336 MAIN ST. (store, apartments) |  |  |  | Non-Lead - Copper | [8 empty] | Non-Lead - Copper |  |  | Field inspection only with no records | Yes | Visual inspection at the meter pit | 2024-09-24 |  | Non-Lead | No | [5 empty] | No
20075 | 340 MAIN ST. (accounting office) |  |  |  | Non-Lead - Copper | [8 empty] | Non-Lead - Copper |  |  | Other | Yes | Customer self-identification | 2024-02-24 |  | Non-Lead | No | [5 empty] | No
20080 | 342 MAIN ST. (restaurant, apartments) |  |  |  | Non-Lead - Copper | [8 empty] | Non-Lead - Copper |  |  | Previous Materials Evaluation | Yes | Other | 2024-09-27 |  | Non-Lead | No | [5 empty] | No
20084 | 344 MAIN ST. |  |  |  | Non-Lead - Copper | [8 empty] | Non-Lead - Copper |  |  | Previous Materials Evaluation | Yes | Other | 2024-09-27 |  | Non-Lead | No | [5 empty] | No
20085 | 346 MAIN ST. |  |  |  | Non-Lead - Copper | [8 empty] | Non-Lead - Copper |  |  | Field inspection only with no records | Yes | Visual inspection at the meter pit | 2017-05-18 |  | Non-Lead | No | [5 empty] | No
20090 | 350 MAIN ST. |  |  |  | Non-Lead - Copper | [8 empty] | Non-Lead - Copper |  |  | Previous Materials Evaluation | Yes | Other | 2024-09-27 |  | Non-Lead | No | [5 empty] | No
20095 | 356 MAIN ST. |  |  |  | Non-Lead - Copper | [8 empty] | Non-Lead - Copper |  |  | Other | Yes | Customer self-identification | 2024-02-19 |  | Non-Lead | No | [5 empty] | No
20100 | 364 MAIN ST. |  |  |  | Non-Lead - Copper | [8 empty] | Non-Lead - Copper |  |  | Other | Yes | Customer self-identification | 2024-04-11 |  | Non-Lead | No | [5 empty] | No
20105 | 370 MAIN ST. |  |  |  | Non-Lead - Copper | [8 empty] | Non-Lead - Copper |  |  | Other | Yes | Customer self-identification | 2024-04-09 |  | Non-Lead | No | [5 empty] | No
20110 | 363 MAIN ST. |  |  |  | Non-Lead - Copper | [8 empty] | Non-Lead - Copper |  |  | Other | Yes | Customer self-identification | 2024-03-05 |  | Non-Lead | No | [5 empty] | No
20115 | 357 MAIN ST., MADAWASKA |  |  |  | Non-Lead - Copper | [8 empty] | Non-Lead - Copper |  |  | Previous Materials Evaluation | Yes | Other | 2024-09-27 |  | Non-Lead | No | [5 empty] | No
20120 | 353 MAIN ST. |  |  |  | Non-Lead - Copper | [8 empty] | Non-Lead - Plastic |  |  | Other | Yes | Customer self-identification | 2024-03-20 |  | Non-Lead | No | [5 empty] | No
20125 | 341 MAIN ST. (car wash, gas station, office) |  |  |  | Non-Lead - Copper | [8 empty] | Non-Lead - Copper |  |  | Other | Yes | Customer self-identification | 2024-02-26 |  | Non-Lead | No | [5 empty] | No
20135 | 325 MAIN ST. (air conditioning system) |  |  |  | Non-Lead - Copper | [8 empty] | Non-Lead - Copper |  |  | Previous Materials Evaluation | Yes | Other | 2024-09-27 |  | Non-Lead | No | [5 empty] | No
20140 | 325 MAIN ST. (office, dance studio, apartments) |  |  |  | Non-Lead - Copper | [8 empty] | Non-Lead - Copper |  |  | Other | Yes | Customer self-identification | 2024-02-19 |  | Non-Lead | No | [5 empty] | No
20145 | 317 MAIN ST. (bakery, apartments) |  |  |  | Non-Lead - Copper | [8 empty] | Non-Lead - Copper |  |  | Field inspection only with no records | Yes | Visual inspection at the meter pit | 2019-09-17 |  | Non-Lead | No | [5 empty] | No
20150 | 313 MAIN ST. (beauty salon, pet groomer, apartment) |  |  |  | Non-Lead - Copper | [8 empty] | Non-Lead - Copper |  |  | Other | Yes | Customer self-identification | 2024-04-03 |  | Non-Lead | No | [5 empty] | No
20155 | 309 MAIN ST. (clothing store, apartments) |  |  |  | Non-Lead - Copper | [8 empty] | Non-Lead - Copper |  |  | Field inspection only with no records | Yes | Visual inspection at the meter pit | 2011-10-17 |  | Non-Lead | No | [5 empty] | No
20160 | 305 MAIN ST. (offices) |  |  |  | Non-Lead - Copper | [8 empty] | Non-Lead - Copper |  |  | Field inspection only with no records | Yes | Visual inspection at the meter pit | 2024-09-17 |  | Non-Lead | No | [5 empty] | No
20165 | 293 MAIN ST. (book store, apartments) |  |  |  | Non-Lead - Copper | [8 empty] | Non-Lead - Copper |  |  | Field inspection only with no records | Yes | Visual inspection at the meter pit | 2015-11-19 |  | Non-Lead | No | [5 empty] | No
20170 | 289 MAIN ST. (store, apartments) |  |  |  | Non-Lead - Copper | [8 empty] | Non-Lead - Copper |  |  | Other | Yes | Customer self-identification | 2024-02-16 |  | Non-Lead | No | [5 empty] | No
20175 | 285 MAIN ST. (storage, apartments) |  |  |  | Non-Lead - Copper | [8 empty] | Non-Lead - Copper |  |  | Other | Yes | Customer self-identification | 2024-02-16 |  | Non-Lead | No | [5 empty] | No
20180 | 377 MAIN ST. (offices, restaurant, apartment) |  |  |  | Non-Lead - Copper | [8 empty] | Non-Lead - Copper |  |  | Field inspection only with no records | Yes | Visual inspection at the meter pit | 2012-05-16 |  | Non-Lead | No | [5 empty] | No
20181 | MAIN STREET (Farmers Market) |  |  |  | Non-Lead - Copper | [8 empty] | Non-Lead - Plastic |  |  | Previous Materials Evaluation | Yes | Visual inspection at the meter pit | 2024-09-24 |  | Non-Lead | No | [5 empty] | No
20185 | 381 MAIN ST. (stores, office, apartments) |  |  |  | Non-Lead - Copper | [8 empty] | Non-Lead - Plastic |  |  | Previous Materials Evaluation | Yes | Other | 2024-09-27 |  | Non-Lead | No | [5 empty] | No
20190 | 383 MAIN ST. (store, beauty salon, office) |  |  |  | Non-Lead - Copper | [8 empty] | Non-Lead - Plastic |  |  | Previous Materials Evaluation | Yes | Other | 2024-09-27 |  | Non-Lead | No | [5 empty] | No
20195 | 385 MAIN ST. (apartments) |  |  |  | Non-Lead - Copper | [8 empty] | Non-Lead - Plastic |  |  | Previous Materials Evaluation | Yes | Other | 2024-09-27 |  | Non-Lead | No | [5 empty] | No
20200 | 389 MAIN ST. (Madawaska, ME) |  |  |  | Non-Lead - Other | [8 empty] | Non-Lead - Other |  |  | Previous Materials Evaluation | Yes | Visual inspection at the meter pit | 2024-09-27 |  | Non-Lead | No | [5 empty] | No
20205 | 399 MAIN ST., MADAWASKA |  |  |  | Non-Lead - Copper | [8 empty] | Non-Lead - Copper |  |  | Field inspection only with no records | Yes | Visual inspection at the meter pit | 2024-09-27 |  | Non-Lead | No | [5 empty] | No
20210 | 401 MAIN ST. (House) |  |  |  | Non-Lead - Copper | [8 empty] | Non-Lead - Copper |  |  | Previous Materials Evaluation | Yes | Other | 2024-09-27 |  | Non-Lead | No | [5 empty] | No
20215 | 405 MAIN ST. (restaurant, apartment) |  |  |  | Non-Lead - Copper | [8 empty] | Non-Lead - Copper |  |  | Field inspection only with no records | Yes | Visual inspection at the meter pit | 2011-09-19 |  | Non-Lead | No | [5 empty] | No
20220 | 393 MAIN ST. |  |  |  | Non-Lead - Copper | [8 empty] | Non-Lead - Copper |  |  | Field inspection only with no records | Yes | Visual inspection at the meter pit | 2024-09-24 |  | Non-Lead | No | [5 empty] | No
20225 | 380 MAIN ST., MADAWASKA(new store) |  |  |  | Non-Lead - Copper | [8 empty] | Non-Lead - Copper |  |  | Field inspection only with no records | Yes | Visual inspection at the meter pit | 2024-09-24 |  | Non-Lead | No | [5 empty] | No
20230 | 384 MAIN ST. |  |  |  | Non-Lead - Copper | [8 empty] | Non-Lead - Copper |  |  | Other | Yes | Customer self-identification | 2024-03-26 |  | Non-Lead | No | [5 empty] | No
20235 | 388 MAIN ST. |  |  |  | Non-Lead - Copper | [8 empty] | Non-Lead - Copper |  |  | Other | Yes | Customer self-identification | 2024-04-01 |  | Non-Lead | No | [5 empty] | No
20240 | 392 MAIN ST. (store, apartments) |  |  |  | Non-Lead - Copper | [8 empty] | Non-Lead - Copper |  |  | Other | Yes | Customer self-identification | 2024-02-16 |  | Non-Lead | No | [5 empty] | No
20245 | 396 MAIN ST. |  |  |  | Non-Lead - Copper | [8 empty] | Non-Lead - Copper |  |  | Other | Yes | Customer self-identification | 2024-02-19 |  | Non-Lead | No | [5 empty] | No
20250 | 400 MAIN ST. (insurance office, apartment) |  |  |  | Non-Lead - Copper | [8 empty] | Non-Lead - Copper |  |  | Previous Materials Evaluation | Yes | Other | 2024-09-27 |  | Non-Lead | No | [5 empty] | No
20255 | 95 - 7TH AVE. |  |  |  | Non-Lead - Copper |  | 2018 |  | Service line repair or replacement record | Yes | Mechanical excavation at multiple locations |  |  | Non-Lead - Copper |  |  | Other | Yes | Customer self-identification | 2024-02-16 |  | Non-Lead | No | [5 empty] | No
20260 | 93 - 7TH AVE. |  |  |  | Non-Lead - Copper |  | 2018 |  | Service line repair or replacement record | Yes | Mechanical excavation at multiple locations | 2018 | Clavette St main line loop project | Non-Lead - Copper |  |  | Other | Yes | Customer self-identification | 2024-02-16 |  | Non-Lead | No | [5 empty] | No
20265 | 94 - 7TH AVE. |  |  |  | Non-Lead - Copper |  | 2018 |  | Service line repair or replacement record | Yes | Mechanical excavation at multiple locations | 2018 | Clavette St main line loop project | Non-Lead - Copper |  |  | Other | Yes | Customer self-identification | 2024-03-13 |  | Non-Lead | No | [5 empty] | No
20270 | 90 - 7TH AVE., MADAWASKA |  |  |  | Non-Lead - Copper |  | 2018 |  | Service line repair or replacement record | Yes | Mechanical excavation at multiple locations | 2018 | Clavette St main line loop project | Non-Lead - Copper |  |  | Field inspection only with no records | Yes | Visual inspection at the meter pit | 2014-09-01 |  | Non-Lead | No | [5 empty] | No
20275 | 88 - 7TH AVE. |  |  |  | Non-Lead - Copper |  | 2018 |  | Service line repair or replacement record | Yes | Mechanical excavation at multiple locations | 2018 | Clavette St main line loop project | Non-Lead - Copper |  |  | Other | Yes | Customer self-identification | 2024-02-19 |  | Non-Lead | No | [5 empty] | No
20280 | 89 - 7TH AVE. |  |  |  | Non-Lead - Copper |  | 2018 |  | Service line repair or replacement record | Yes | Mechanical excavation at multiple locations | 2018 | Clavette St main line loop project | Non-Lead - Copper | 2004 |  | Installation date after lead ban | Yes | Customer self-identification | 2024-03-20 |  | Non-Lead | No | [5 empty] | No
20285 | 82 - 7TH AVE. |  |  |  | Non-Lead - Copper |  | 2018 |  | Service line repair or replacement record | Yes | Mechanical excavation at multiple locations | 2018 | Clavette St main line loop project | Non-Lead - Copper |  |  | Previous Materials Evaluation | Yes | Visual inspection at the meter pit |  |  | Non-Lead | No | [5 empty] | No
20290 | 406 MAIN ST. |  |  |  | Non-Lead - Copper |  | 2018 |  | Service line repair or replacement record | Yes | Mechanical excavation at multiple locations | 2018 | Clavette St main line loop project | Non-Lead - Copper |  |  | Other | Yes | Customer self-identification | 2024-03-25 |  | Non-Lead | No | [5 empty] | No
20295 | 412 MAIN ST. |  |  |  | Non-Lead - Copper | [8 empty] | Non-Lead - Copper |  |  | Other | Yes | Customer self-identification | 2024-04-11 |  | Non-Lead | No | [5 empty] | No
20300 | 418 MAIN ST. |  |  |  | Non-Lead - Copper | [8 empty] | Non-Lead - Copper |  |  | Other | Yes | Customer self-identification | 2024-03-08 |  | Non-Lead | No | [5 empty] | No
20305 | 417 MAIN ST. |  |  |  | Non-Lead - Copper | [8 empty] | Non-Lead - Copper |  |  | Field inspection only with no records | Yes | Visual inspection at the meter pit | 2021-12-17 |  | Non-Lead | No | [5 empty] | No
20315 | 429 MAIN ST. |  |  |  | Non-Lead - Copper | [8 empty] | Non-Lead - Copper |  |  | Field inspection only with no records | Yes | Visual inspection at the meter pit | 2024-09-24 |  | Non-Lead | No | [5 empty] | No
20335 | 432 MAIN ST. |  |  |  | Non-Lead - Copper |  | 2024 |  | Field inspection only with no records | Yes | Mechanical excavation at multiple locations | 2024 | Main Street main line replacement project | Non-Lead - Copper |  |  | Field inspection only with no records | Yes | Visual inspection at the meter pit | 2021-01-01 |  | Non-Lead | No | [5 empty] | No
20340 | 436 MAIN ST. |  |  |  | Non-Lead - Copper |  | 2024 |  | Service line repair or replacement record | Yes | Mechanical excavation at multiple locations | 2024 | Main Street main line replacement project | Non-Lead - Copper |  |  | Field inspection only with no records | Yes | Visual inspection at the meter pit | 2024-09-13 |  | Non-Lead | No | [5 empty] | No
20345 | 95 - 5TH AVE. |  |  |  | Non-Lead - Copper |  | 2024 |  | Field inspection only with no records | Yes | Mechanical excavation at multiple locations | 2024 | Main Street main line replacement project | Non-Lead - Copper |  |  | Field inspection only with no records | Yes | Other | 2018 |  | Non-Lead | No | [5 empty] | No
20350 | 94 - 5TH AVE. |  |  |  | Non-Lead - Copper |  | 2024 |  | Field inspection only with no records | Yes | Mechanical excavation at multiple locations | 2024 | Main Street main line replacement project | Non-Lead - Copper |  |  | Field inspection only with no records | Yes | Other | 2010-09-17 |  | Non-Lead | No | [5 empty] | No
20355 | 93 - 5TH AVE. |  |  |  | Non-Lead - Copper |  | 2024 |  | Field inspection only with no records | Yes | Mechanical excavation at multiple locations | 2024 | Main Street main line replacement project | Non-Lead - Copper | 1995 |  | Installation date after lead ban | Yes | Customer self-identification | 2024-03-22 |  | Non-Lead | No | [5 empty] | No
20356 | 91 - 5TH AVE. |  |  |  | Non-Lead - Copper |  | 2024 |  | Field inspection only with no records | Yes | Mechanical excavation at multiple locations | 2024 | Main Street main line replacement project | Non-Lead - Copper |  |  | Field inspection only with no records | Yes | Visual inspection at the meter pit | 2024-09-12 |  | Non-Lead | No | [5 empty] | No
20365 | 92 - 5TH AVE. |  |  |  | Non-Lead - Copper |  | 2024 |  | Field inspection only with no records | Yes | Mechanical excavation at multiple locations | 2024 | Main Street main line replacement project | Non-Lead - Copper |  |  | Field inspection only with no records | Yes | Other | 2018 |  | Non-Lead | No | [5 empty] | No
20370 | 447 CLAVETTE ST. APT. 101 |  |  |  | Non-Lead - Copper |  | 2018 |  | Service line repair or replacement record | Yes | Mechanical excavation at multiple locations | 2018 | Clavette St main line loop project | Non-Lead - Copper |  |  | Other | Yes | Customer self-identification | 2024-03-13 |  | Non-Lead | No | [5 empty] | No
20375 | 95 - 4TH AVE. |  |  |  | Non-Lead - Copper |  | 2018 |  | Service line repair or replacement record | Yes | Mechanical excavation at multiple locations | 2018 | Clavette St main line loop project | Non-Lead - Copper |  |  | Field inspection only with no records | Yes | Visual inspection at the meter pit | 2018-09-10 |  | Non-Lead | No | [5 empty] | No
20380 | 92 - 4TH AVE. |  |  |  | Non-Lead - Copper |  | 2018 |  | Service line repair or replacement record | Yes | Mechanical excavation at multiple locations | 2018 | Clavette St main line loop project | Non-Lead - Copper |  |  | Field inspection only with no records | Yes | Visual inspection at the meter pit | 2016-02-14 |  | Non-Lead | No | [5 empty] | No
20385 | 88 - 4TH AVE. |  |  |  | Non-Lead - Copper |  | 2018 |  | Service line repair or replacement record | Yes | Mechanical excavation at multiple locations | 2018 | Clavette St main line loop project | Non-Lead - Copper |  |  | Field inspection only with no records | Yes | Visual inspection at the meter pit | 2018-10-16 |  | Non-Lead | No | [5 empty] | No
20390 | 448 CLAVETTE ST. |  |  |  | Non-Lead - Copper |  | 2018 |  | Service line repair or replacement record | Yes | Mechanical excavation at multiple locations | 2018 | Clavette St main line loop project | Non-Lead - Copper |  |  | Other | Yes | Customer self-identification | 2024-02-16 |  | Non-Lead | No | [5 empty] | No
20395 | 446 CLAVETTE ST. |  |  |  | Non-Lead - Copper |  | 2018 |  | Service line repair or replacement record | Yes | Mechanical excavation at multiple locations | 2018 | Clavette St main line loop project | Non-Lead - Copper |  |  | Field inspection only with no records | Yes | Visual inspection at the meter pit | 2018-10-11 |  | Non-Lead | No | [5 empty] | No
20400 | 444 CLAVETTE ST. |  |  |  | Non-Lead - Copper |  | 2018 |  | Service line repair or replacement record | Yes | Mechanical excavation at multiple locations | 2018 | Clavette St main line loop project | Non-Lead - Copper |  |  | Field inspection only with no records | Yes | Visual inspection at the meter pit | 2018-10-11 |  | Non-Lead | No | [5 empty] | No
20405 | 440 CLAVETTE ST. |  |  |  | Non-Lead - Copper |  | 2018 |  | Service line repair or replacement record | Yes | Mechanical excavation at multiple locations | 2018 | Clavette St main line loop project | Non-Lead - Copper |  |  | Field inspection only with no records | Yes | Visual inspection at the meter pit | 2018-10-11 |  | Non-Lead | No | [5 empty] | No
20410 | 436 CLAVETTE ST. |  |  |  | Non-Lead - Copper |  | 2018 |  | Service line repair or replacement record | Yes | Mechanical excavation at multiple locations | 2018 | Clavette St main line loop project | Non-Lead - Copper |  |  | Field inspection only with no records | Yes | Visual inspection at the meter pit | 2018-10-11 |  | Non-Lead | No | [5 empty] | No
20415 | 434 CLAVETTE ST. |  |  |  | Non-Lead - Copper |  | 2018 |  | Service line repair or replacement record | Yes | Mechanical excavation at multiple locations | 2018 | Clavette St main line loop project | Non-Lead - Copper |  |  | Field inspection only with no records | Yes | Visual inspection at the meter pit | 2018-10-11 |  | Non-Lead | No | [5 empty] | No
20420 | 433 CLAVETTE ST. |  |  |  | Non-Lead - Copper |  | 2018 |  | Service line repair or replacement record | Yes | Mechanical excavation at multiple locations | 2018 | Clavette St main line loop project | Non-Lead - Copper |  |  | Other | Yes | Customer self-identification | 2024-06-16 |  | Non-Lead | No | [5 empty] | No
20425 | 432 CLAVETTE ST. |  |  |  | Non-Lead - Copper |  | 2018 |  | Service line repair or replacement record | Yes | Mechanical excavation at multiple locations | 2018 | Clavette St main line loop project | Non-Lead - Copper |  |  | Other | Yes | Customer self-identification | 2024-02-02 |  | Non-Lead | No | [5 empty] | No
20431 | 431 CLAVETTE ST. |  |  |  | Non-Lead - Copper |  | 2018 |  | Service line repair or replacement record | Yes | Mechanical excavation at multiple locations | 2018 | Clavette St main line loop project | Non-Lead - Copper |  |  | Other | Yes | Customer self-identification | 2024-03-26 |  | Non-Lead | No | [5 empty] | No
20440 | 428 CLAVETTE ST. |  |  |  | Non-Lead - Copper |  | 2018 |  | Service line repair or replacement record | Yes | Mechanical excavation at multiple locations | 2018 | Clavette St main line loop project | Non-Lead - Copper |  |  | Other | No | Other |  |  | Non-Lead | No | [5 empty] | No
20445 | 426 CLAVETTE ST. |  |  |  | Non-Lead - Copper |  | 2018 |  | Service line repair or replacement record | Yes | Mechanical excavation at multiple locations | 2018 | Clavette St main line loop project | Non-Lead - Plastic |  |  | Other | Yes | Customer self-identification | 2024-03-19 |  | Non-Lead | No | [5 empty] | No
20450 | 427 CLAVETTE ST. |  |  |  | Non-Lead - Copper |  | 2018 |  | Service line repair or replacement record | Yes | Mechanical excavation at multiple locations | 2018 | Clavette St main line loop project | Non-Lead - Copper |  |  | Field inspection only with no records | Yes | Visual inspection at the meter pit | 2018-10-09 |  | Non-Lead | No | [5 empty] | No
20455 | 86 - 6TH AVE. |  |  |  | Non-Lead - Copper |  | 2018 |  | Service line repair or replacement record | Yes | Mechanical excavation at multiple locations | 2018 | Clavette St main line loop project | Non-Lead - Copper |  |  | Field inspection only with no records | Yes | Visual inspection at the meter pit | 2018-10-09 |  | Non-Lead | No | [5 empty] | No
20460 | 424 CLAVETTE ST. |  |  |  | Non-Lead - Copper |  | 2018 |  | Service line repair or replacement record | Yes | Mechanical excavation at multiple locations | 2018 | Clavette St main line loop project | Non-Lead - Copper |  |  | Other | Yes | Customer self-identification | 2024-03-01 |  | Non-Lead | No | [5 empty] | No
20465 | 83 - 6TH AVE. |  |  |  | Non-Lead - Copper |  | 2018 |  | Service line repair or replacement record | Yes | Mechanical excavation at multiple locations | 2018 | Clavette St main line loop project | Non-Lead - Copper |  |  | Other | Yes | Customer self-identification | 2024-02-16 |  | Non-Lead | No | [5 empty] | No
20470 | 85 - 6TH AVE. |  |  |  | Non-Lead - Copper |  | 2018 |  | Service line repair or replacement record | Yes | Mechanical excavation at multiple locations | 2018 | Clavette St main line loop project | Non-Lead - Copper |  |  | Other | Yes | Customer self-identification | 2024-02-22 |  | Non-Lead | No | [5 empty] | No
20475 | 88 - 6TH AVE. |  |  |  | Non-Lead - Copper |  | 2018 |  | Service line repair or replacement record | Yes | Mechanical excavation at multiple locations | 2018 | Clavette St main line loop project | Non-Lead - Copper |  |  | Field inspection only with no records | Yes | Visual inspection at the meter pit | 2018-10-11 |  | Non-Lead | No | [5 empty] | No
20480 | 89 - 6TH AVE. |  |  |  | Non-Lead - Copper |  | 2018 |  | Service line repair or replacement record | Yes | Mechanical excavation at multiple locations | 2018 | Clavette St main line loop project | Non-Lead - Copper |  |  | Other | Yes | Customer self-identification | 2024-04-11 |  | Non-Lead | No | [5 empty] | No
20486 | 90 - 6TH AVE. |  |  |  | Non-Lead - Copper |  | 2018 |  | Service line repair or replacement record | Yes | Mechanical excavation at multiple locations | 2018 | Clavette St main line loop project | Non-Lead - Copper |  |  | Other | Yes | Customer self-identification | 2024-03-22 |  | Non-Lead | No | [5 empty] | No
20490 | 91 - 6TH AVE. |  |  |  | Non-Lead - Copper |  | 2018 |  | Service line repair or replacement record | Yes | Mechanical excavation at multiple locations | 2018 | Clavette St main line loop project | Non-Lead - Copper |  |  | Other | Yes | Customer self-identification | 2024-02-17 |  | Non-Lead | No | [5 empty] | No
20495 | 92 - 6TH AVE. |  |  |  | Non-Lead - Copper |  | 2018 |  | Service line repair or replacement record | Yes | Mechanical excavation at multiple locations | 2018 | Clavette St main line loop project | Non-Lead - Copper |  |  | Field inspection only with no records | Yes | Visual inspection at the meter pit | 2018-10-11 |  | Non-Lead | No | [5 empty] | No
20505 | 95 - 6TH AVE. |  |  |  | Non-Lead - Copper |  | 2018 |  | Service line repair or replacement record | Yes | Mechanical excavation at multiple locations | 2018 | Clavette St main line loop project | Non-Lead - Copper |  |  | Other | Yes | Customer self-identification | 2024-04-22 |  | Non-Lead | No | [5 empty] | No
20510 | 97 - 6TH AVE. |  |  |  | Non-Lead - Copper |  | 2018 |  | Service line repair or replacement record | Yes | Mechanical excavation at multiple locations | 2018 | Clavette St main line loop project | Non-Lead - Copper |  |  | Other | Yes | Customer self-identification | 2024-03-18 |  | Non-Lead | No | [5 empty] | No
20515 | 428 MAIN ST. |  |  |  | Non-Lead - Other |  | 2018 |  | Service line repair or replacement record | Yes | Mechanical excavation at multiple locations | 2018 | Clavette St main line loop project | Non-Lead - Other |  | 2" | Service line repair or replacement record | Yes | Mechanical excavation at multiple locations | 2024 |  | Non-Lead | No | [5 empty] | No
20520 | 440 MAIN ST. |  |  |  | Non-Lead - Copper |  | 2024 |  | Field inspection only with no records | Yes | Mechanical excavation at multiple locations | 2024 | Main Street main line replacement project | Non-Lead - Copper |  |  | Other | Yes | Customer self-identification | 2024-03-22 |  | Non-Lead | No | [5 empty] | No
20525 | 442 MAIN ST. (Rent) |  |  |  | Non-Lead - Copper |  | 2024 |  | Field inspection only with no records | Yes | Mechanical excavation at multiple locations | 2024 | Main Street main line replacement project | Non-Lead - Copper |  |  | Field inspection only with no records | Yes | Visual inspection at the meter pit | 2010-04-08 |  | Non-Lead | No | [5 empty] | No
20530 | 444 MAIN ST. |  |  |  | Non-Lead - Copper |  | 2024 |  | Field inspection only with no records | Yes | Mechanical excavation at multiple locations | 2024 | Main Street main line replacement project | Non-Lead - Copper |  |  | Field inspection only with no records | Yes | Visual inspection at the meter pit | 2024-09-12 |  | Non-Lead | No | [5 empty] | No
20540 | 449 MAIN ST. |  |  |  | Non-Lead - Copper |  | 2024 |  | Field inspection only with no records | Yes | Mechanical excavation at multiple locations | 2024 | Main Street main line replacement project | Non-Lead - Plastic |  |  | Other | Yes | Customer self-identification | 2024-03-13 |  | Non-Lead | No | [5 empty] | No
20545 | 448 MAIN ST. |  |  |  | Non-Lead - Copper |  | 2024 |  | Field inspection only with no records | Yes | Mechanical excavation at multiple locations | 2024 | Main Street main line replacement project | Non-Lead - Copper |  |  | Field inspection only with no records | Yes | Visual inspection at the meter pit | 2024-09-12 |  | Non-Lead | No | [5 empty] | No
20550 | 452 MAIN ST. |  |  |  | Non-Lead - Copper |  | 2024 |  | Field inspection only with no records | Yes | Mechanical excavation at multiple locations | 2024 | Main Street main line replacement project | Non-Lead - Copper |  |  | Other | Yes | Customer self-identification | 2024-03-13 |  | Non-Lead | No | [5 empty] | No
20555 | 95 - 3RD AVE., MADAWASKA |  |  |  | Non-Lead - Copper |  | 2024 |  | Field inspection only with no records | Yes | Mechanical excavation at multiple locations | 2024 | Main Street main line replacement project | Non-Lead - Copper |  |  | Other | Yes | Customer self-identification | 2024-02-27 |  | Non-Lead | No | [5 empty] | No
20560 | 91 - 3RD AVE. |  |  |  | Non-Lead - Copper |  | 2024 |  | Field inspection only with no records | Yes | Mechanical excavation at multiple locations | 2024 | Main Street main line replacement project | Non-Lead - Copper |  |  | Other | Yes | Customer self-identification | 2024-02-16 |  | Non-Lead | No | [5 empty] | No
20565 | 87 - 3RD AVE. |  |  |  | Non-Lead - Copper |  | 2024 |  | Field inspection only with no records | Yes | Mechanical excavation at multiple locations | 2024 | Main Street main line replacement project | Non-Lead - Copper |  |  | Field inspection only with no records | Yes | Visual inspection at the meter pit | 2022-02-07 |  | Non-Lead | No | [5 empty] | No
20570 | 460 MAIN ST. (Madawaska, doctor offices) |  |  |  | Non-Lead - Copper | [8 empty] | Non-Lead - Copper |  |  | Other | Yes | Customer self-identification | 2024-02-19 |  | Non-Lead | No | [5 empty] | No
20575 | 461 MAIN ST. |  |  |  | Non-Lead - Copper | [8 empty] | Non-Lead - Copper |  |  | Field inspection only with no records | Yes | Visual inspection at the meter pit | 2013-03-17 |  | Non-Lead | No | [5 empty] | No
20577 | 463 MAIN ST. |  |  |  | Non-Lead - Copper | [8 empty] | Non-Lead - Copper |  |  | Field inspection only with no records | Yes | Visual inspection at the meter pit | 2021-07-09 |  | Non-Lead | No | [5 empty] | No
20580 | 457 MAIN ST. |  |  |  | Non-Lead - Copper |  | 2024 |  | Field inspection only with no records | Yes | Mechanical excavation at multiple locations | 2024 | Main Street main line replacement project | Non-Lead - Copper |  |  | Installation record (e.g., tap card) | Yes | Mechanical excavation at multiple locations | 2024-09-10 |  | Non-Lead | No | [5 empty] | No
20585 | 453 MAIN ST. |  |  |  | Non-Lead - Copper |  | 2024 |  | Field inspection only with no records | Yes | Mechanical excavation at multiple locations | 2024 | Main Street main line replacement project | Non-Lead - Copper |  |  | Other | Yes | Customer self-identification | 2024-05-22 |  | Non-Lead | No | [5 empty] | No
20590 | 111 - 2ND AVE. |  |  |  | Non-Lead - Copper | [8 empty] | Non-Lead - Copper |  |  | Other | Yes | Customer self-identification | 2024-03-26 |  | Non-Lead | No | [5 empty] | No
20595 | 117 - 2ND AVE. |  |  |  | Non-Lead - Copper | [8 empty] | Non-Lead - Copper |  |  | Other | Yes | Customer self-identification | 2024-02-16 |  | Non-Lead | No | [5 empty] | No
20600 | 121 - 2ND AVE. |  |  |  | Non-Lead - Copper | [8 empty] | Non-Lead - Copper |  |  | Other | Yes | Customer self-identification | 2024-02-18 |  | Non-Lead | No | [5 empty] | No
20605 | 125 - 2ND AVE. |  |  |  | Non-Lead - Copper | [8 empty] | Non-Lead - Copper |  |  | Field inspection only with no records | Yes | Visual inspection at the meter pit | 2024-09-25 |  | Non-Lead | No | [5 empty] | No
20610 | 466 ALBERT ST. |  |  |  | Non-Lead - Copper | [8 empty] | Non-Lead - Plastic | 2003 |  | Installation date after lead ban | Yes | Customer self-identification | 2024-04-18 |  | Non-Lead | No | [5 empty] | No
20615 | 472 ALBERT ST. |  |  |  | Non-Lead - Copper | [8 empty] | Non-Lead - Copper |  |  | Other | Yes | Customer self-identification | 2024-02-16 |  | Non-Lead | No | [5 empty] | No
20620 | 504 ALBERT ST. |  |  |  | Non-Lead - Copper | [8 empty] | Non-Lead - Copper | 2000 |  | Installation date after lead ban |  |  |  |  | Non-Lead | No | [5 empty] | No
20625 | 508 ALBERT ST. |  |  |  | Non-Lead - Copper |  |  |  | Field inspection only with no records | Yes | Visual inspection at the meter pit |  |  | Non-Lead - Copper |  |  | Field inspection only with no records | Yes | Visual inspection at the meter pit | 2010 |  | Non-Lead | No | [5 empty] | No
20630 | 512 ALBERT ST. |  |  |  | Non-Lead - Copper | [8 empty] | Non-Lead - Copper | 1989 |  | Installation date after lead ban | Yes | Customer self-identification | 2024-03-18 |  | Non-Lead | No | [5 empty] | No
20635 | 501 ALBERT ST. |  |  |  | Non-Lead - Copper | [8 empty] | Non-Lead - Copper |  |  | Other | Yes | Customer self-identification | 2024-02-21 |  | Non-Lead | No | [5 empty] | No
20640 | 487 ALBERT ST. |  |  |  | Non-Lead - Copper | [8 empty] | Non-Lead - Copper | 1987 |  | Installation date after lead ban |  |  |  |  | Non-Lead | No | [5 empty] | No
20645 | 483 ALBERT ST. |  |  |  | Non-Lead - Copper | [8 empty] | Non-Lead - Copper |  |  | Other | Yes | Customer self-identification | 2024-02-24 |  | Non-Lead | No | [5 empty] | No
20650 | 479 ALBERT ST. |  |  |  | Non-Lead - Copper | [8 empty] | Non-Lead - Copper |  |  | Previous Materials Evaluation | Yes | Other | 2024-09-27 |  | Non-Lead | No | [5 empty] | No
20655 | 475 ALBERT ST. |  |  |  | Non-Lead - Copper | [8 empty] | Non-Lead - Copper |  |  | Other | Yes | Customer self-identification | 2024-05-22 |  | Non-Lead | No | [5 empty] | No
20660 | 471 ALBERT ST. |  |  |  | Non-Lead - Copper | [8 empty] | Non-Lead - Copper |  |  | Other | Yes | Customer self-identification | 2024-04-11 |  | Non-Lead | No | [5 empty] | No
20665 | 467 ALBERT ST. |  |  |  | Non-Lead - Copper | [8 empty] | Non-Lead - Copper | 1999 |  | Installation date after lead ban | Yes | Customer self-identification | 2024-04-11 |  | Non-Lead | No | [5 empty] | No
20670 | 463 ALBERT ST. |  |  |  | Non-Lead - Copper |  |  |  | Previous Materials Evaluation | Yes | Visual inspection at the meter pit |  |  | Non-Lead - Copper |  |  | Previous Materials Evaluation | Yes | Visual inspection at the meter pit |  |  | Non-Lead | No | [5 empty] | No
20675 | 471 RIVERVIEW ST. |  |  |  | Non-Lead - Copper |  |  |  | Previous Materials Evaluation | Yes | Visual inspection at the meter pit |  |  | Non-Lead - Copper |  |  | Previous Materials Evaluation | Yes | Visual inspection at the meter pit |  |  | Non-Lead | No | [5 empty] | No
20680 | 474 RIVERVIEW ST. |  |  |  | Non-Lead - Copper |  |  |  | Previous Materials Evaluation | Yes | Visual inspection at the meter pit |  |  | Non-Lead - Copper |  |  | Previous Materials Evaluation | Yes | Visual inspection at the meter pit |  |  | Non-Lead | No | [5 empty] | No
20685 | 475 RIVERVIEW ST. |  |  |  | Non-Lead - Copper | [8 empty] | Non-Lead - Copper |  |  | Field inspection only with no records | Yes | Visual inspection at the meter pit | 2013-08-26 |  | Non-Lead | No | [5 empty] | No
20690 | 477 RIVERVIEW ST. |  |  |  | Non-Lead - Copper | [8 empty] | Non-Lead - Copper |  |  | Field inspection only with no records | Yes | Visual inspection at the meter pit | 2022-05-18 |  | Non-Lead | No | [5 empty] | No
20695 | 479 RIVERVIEW ST. |  |  |  | Non-Lead - Copper |  |  |  | Field inspection only with no records | Yes | Visual inspection at the meter pit |  |  | Non-Lead - Copper |  |  | Field inspection only with no records | Yes | Visual inspection at the meter pit | 2024-09-24 |  | Non-Lead | No | [5 empty] | No
20700 | 483 RIVERVIEW ST. |  |  |  | Non-Lead - Copper | [8 empty] | Non-Lead - Copper |  |  | Other | Yes | Customer self-identification | 2024-02-16 |  | Non-Lead | No | [5 empty] | No
20705 | 482 RIVERVIEW ST. |  |  |  | Non-Lead - Copper |  |  |  | Other | No | Other |  |  | Non-Lead - Copper |  |  | Other | No | Other |  |  | Non-Lead | No | [5 empty] | No
20710 | 486 RIVERVIEW ST. |  |  |  | Non-Lead - Copper |  |  |  | Other | No | Other |  |  | Non-Lead - Copper |  |  | Other | No | Other |  |  | Non-Lead | No | [5 empty] | No
20715 | 485 RIVERVIEW ST. |  |  |  | Non-Lead - Copper | [8 empty] | Non-Lead - Copper |  |  | Other | Yes | Customer self-identification | 2024-02-16 |  | Non-Lead | No | [5 empty] | No
20720 | 489 RIVERVIEW ST. |  |  |  | Non-Lead - Copper | [8 empty] | Non-Lead - Copper |  |  | Field inspection only with no records | Yes | Visual inspection at the meter pit | 2015-12-08 |  | Non-Lead | No | [5 empty] | No
20725 | 490 RIVERVIEW ST. |  |  |  | Non-Lead - Copper | [8 empty] | Non-Lead - Copper |  |  | Other | Yes | Customer self-identification | 2024-04-01 |  | Non-Lead | No | [5 empty] | No
20730 | 494 RIVERVIEW ST. |  |  |  | Non-Lead - Copper |  |  |  | Other | No | Other |  |  | Non-Lead - Copper |  |  | Other | Yes | Other |  |  | Non-Lead | No | [5 empty] | No
20735 | 498 RIVERVIEW ST. |  |  |  | Non-Lead - Copper | [8 empty] | Non-Lead - Copper |  |  | Other | Yes | Customer self-identification | 2024-03-14 |  | Non-Lead | No | [5 empty] | No
20740 | 495 RIVERVIEW ST. |  |  |  | Non-Lead - Copper | [8 empty] | Non-Lead - Copper |  |  | Other | Yes | Customer self-identification | 2024-03-12 |  | Non-Lead | No | [5 empty] | No
20745 | 499 RIVERVIEW ST. |  |  |  | Non-Lead - Copper | [8 empty] | Non-Lead - Copper |  |  | Other | Yes | Customer self-identification | 2024-06-15 |  | Non-Lead | No | [5 empty] | No
20750 | 502 RIVERVIEW ST. |  |  |  | Non-Lead - Copper | [8 empty] | Non-Lead - Copper |  |  | Field inspection only with no records | Yes | Visual inspection at the meter pit | 2022-01-28 |  | Non-Lead | No | [5 empty] | No
20755 | 505 RIVERVIEW ST. |  |  |  | Non-Lead - Copper | [8 empty] | Non-Lead - Copper |  |  | Other | Yes | Customer self-identification | 2024-03-19 |  | Non-Lead | No | [5 empty] | No
20760 | 508 RIVERVIEW ST. |  |  |  | Non-Lead - Copper | [8 empty] | Non-Lead - Copper |  |  | Other | Yes | Customer self-identification | 2024-02-17 |  | Non-Lead | No | [5 empty] | No
20765 | 512 RIVERVIEW ST. |  |  |  | Non-Lead - Copper | [8 empty] | Non-Lead - Copper |  |  | Other | Yes | Customer self-identification | 2024-03-14 |  | Non-Lead | No | [5 empty] | No
20770 | 516 RIVERVIEW ST. |  |  |  | Non-Lead - Copper |  |  |  | Other | No | Other |  |  | Non-Lead - Copper |  |  | Other | Yes | Other |  |  | Non-Lead | No | [5 empty] | No
20775 | 513 RIVERVIEW ST. |  |  |  | Non-Lead - Copper | [8 empty] | Non-Lead - Copper |  |  | Other | Yes | Customer self-identification | 2024-02-16 |  | Non-Lead | No | [5 empty] | No
20780 | 521 ALBERT ST., MADAWASKA |  |  |  | Non-Lead - Copper | [8 empty] | Non-Lead - Copper |  |  | Other | Yes | Customer self-identification | 2024-02-20 |  | Non-Lead | No | [5 empty] | No
20785 | 517 RIVERVIEW ST., (Highview) |  |  |  | Non-Lead - Copper | [8 empty] | Non-Lead - Other |  | 2" | Field inspection only with no records | Yes | Visual inspection at the meter pit | 2024-03-14 |  | Non-Lead | No | [5 empty] | No
20786 | 537 RIVERVIEW ST. |  |  |  | Non-Lead - Copper | [8 empty] | Non-Lead - Copper | 1994 |  | Installation date after lead ban | Yes | Customer self-identification | 2024-03-04 |  | Non-Lead | No | [5 empty] | No
20790 | 520 RIVERVIEW ST. |  |  |  | Non-Lead - Copper | [8 empty] | Non-Lead - Copper |  |  | Other | Yes | Customer self-identification | 2024-02-22 |  | Non-Lead | No | [5 empty] | No
20795 | 524 RIVERVIEW ST. |  |  |  | Non-Lead - Copper | [8 empty] | Non-Lead - Copper |  |  | Field inspection only with no records | Yes | Visual inspection at the meter pit | 2024-09-25 |  | Non-Lead | No | [5 empty] | No
20800 | 536 RIVERVIEW ST. |  |  |  | Non-Lead - Copper | [8 empty] | Non-Lead - Copper |  |  | Field inspection only with no records | Yes | Visual inspection at the meter pit | 2013-03-17 |  | Non-Lead | No | [5 empty] | No
20805 | 540 RIVERVIEW ST. |  |  |  | Non-Lead - Copper | [8 empty] | Non-Lead - Copper |  |  | Field inspection only with no records | Yes | Visual inspection at the meter pit | 2024-09-25 |  | Non-Lead | No | [5 empty] | No
20810 | 544 RIVERVIEW ST. |  |  |  | Non-Lead - Copper | [8 empty] | Non-Lead - Copper |  |  | Field inspection only with no records | Yes | Visual inspection at the meter pit | 2024-09-25 |  | Non-Lead | No | [5 empty] | No
20815 | 107 - 1ST AVE. |  |  |  | Non-Lead - Copper | [8 empty] | Non-Lead - Copper |  |  | Field inspection only with no records | Yes | Visual inspection at the meter pit | 2024-09-25 |  | Non-Lead | No | [5 empty] | No
30005 | 532 MAIN ST. |  |  |  | Non-Lead - Copper | [8 empty] | Non-Lead - Copper |  |  | Field inspection only with no records | Yes | Visual inspection at the meter pit | 2024-09-25 |  | Non-Lead | No | [5 empty] | No
30010 | 534 MAIN ST. |  |  |  | Non-Lead - Copper | [8 empty] | Non-Lead - Copper |  |  | Field inspection only with no records | Yes | Visual inspection at the meter pit | 2010-12-17 |  | Non-Lead | No | [5 empty] | No
30015 | 538 MAIN ST. |  |  |  | Non-Lead - Copper | [8 empty] | Non-Lead - Copper |  |  | Field inspection only with no records | Yes | Visual inspection at the meter pit | 2020-09-22 |  | Non-Lead | No | [5 empty] | No
30020 | 542 MAIN ST. |  |  |  | Non-Lead - Copper | [8 empty] | Non-Lead - Copper |  |  | Other | Yes | Customer self-identification | 2024-02-15 |  | Non-Lead | No | [5 empty] | No
30025 | 546 MAIN ST. (car wash, laundrymat, redemption center) |  |  |  | Non-Lead - Copper | [8 empty] | Non-Lead - Copper |  |  | Other | Yes | Customer self-identification | 2024-02-15 |  | Non-Lead | No | [5 empty] | No
30030 | 550 MAIN ST. |  |  |  | Non-Lead - Copper | [8 empty] | Non-Lead - Copper |  |  | Field inspection only with no records | Yes | Visual inspection at the meter pit | 2014-09-02 |  | Non-Lead | No | [5 empty] | No
30035 | 554 MAIN ST. (gas station, store, apartment) |  |  |  | Non-Lead - Copper | [8 empty] | Non-Lead - Copper |  |  | Other | Yes | Customer self-identification | 2024-02-19 |  | Non-Lead | No | [5 empty] | No
30040 | 562 MAIN ST. |  |  |  | Non-Lead - Copper | [8 empty] | Non-Lead - Copper |  |  | Other | Yes | Customer self-identification | 2024-03-29 |  | Non-Lead | No | [5 empty] | No
30045 | 564 MAIN ST. |  |  |  | Non-Lead - Copper | [8 empty] | Non-Lead - Copper |  |  | Other | Yes | Customer self-identification | 2024-02-17 |  | Non-Lead | No | [5 empty] | No
30055 | 568 MAIN ST. |  |  |  | Non-Lead - Copper | [8 empty] | Non-Lead - Copper |  |  | Other | No | Other | 2024-09-25 |  | Non-Lead | No | [5 empty] | No
30058 | 572 MAIN ST. |  |  |  | Non-Lead - Copper | [8 empty] | Non-Lead - Copper |  |  | Other | Yes | Customer self-identification | 2024-03-22 |  | Non-Lead | No | [5 empty] | No
30060 | 574 MAIN ST. |  |  |  | Non-Lead - Copper | [8 empty] | Non-Lead - Copper |  |  | Other | Yes | Customer self-identification | 2024-02-17 |  | Non-Lead | No | [5 empty] | No
30065 | 576 MAIN ST. |  |  |  | Non-Lead - Copper | [8 empty] | Non-Lead - Copper |  |  | Other | Yes | Customer self-identification | 2024-02-19 |  | Non-Lead | No | [5 empty] | No
30070 | 580 MAIN ST. |  |  |  | Non-Lead - Copper | [8 empty] | Non-Lead - Copper |  |  | Field inspection only with no records | Yes | Visual inspection at the meter pit | 2017-11-06 |  | Non-Lead | No | [5 empty] | No
30075 | 586 MAIN ST. |  |  |  | Non-Lead - Copper | [8 empty] | Non-Lead - Copper |  |  | Field inspection only with no records | Yes | Visual inspection at the meter pit | 2024-06-04 |  | Non-Lead | No | [5 empty] | No
30080 | 592 MAIN ST. |  |  |  | Non-Lead - Copper | [8 empty] | Non-Lead - Copper |  |  | Other | Yes | Customer self-identification | 2024-03-30 |  | Non-Lead | No | [5 empty] | No
30085 | 596 MAIN ST. |  |  |  | Non-Lead - Copper | [8 empty] | Non-Lead - Copper |  |  | Other | Yes | Customer self-identification | 2024-05-27 |  | Non-Lead | No | [5 empty] | No
30090 | 600 MAIN ST. |  |  |  | Non-Lead - Copper | [8 empty] | Non-Lead - Plastic |  |  | Other | Yes | Customer self-identification | 2024-05-23 |  | Non-Lead | No | [5 empty] | No
30095 | 620 MAIN ST. |  |  |  | Non-Lead - Copper | [8 empty] | Non-Lead - Copper |  |  | Field inspection only with no records | Yes | Visual inspection at the meter pit | 2024-09-25 |  | Non-Lead | No | [5 empty] | No
30100 | 632 MAIN ST. |  |  |  | Non-Lead - Copper | [8 empty] | Non-Lead - Copper |  |  | Other | Yes | Customer self-identification | 2024-03-04 |  | Non-Lead | No | [5 empty] | No
30101 | 651 MAIN ST. |  |  |  | Non-Lead - Copper | [8 empty] | Non-Lead - Copper |  |  | Installation date after lead ban | No | Other | 2024-09-24 |  | Non-Lead | No | [5 empty] | No
30102 | 670 MAIN ST. |  |  |  | Non-Lead - Copper |  | 2009 |  | Installation date after lead ban | Yes | Other | 2009 | new service as part of SD wells project | Non-Lead - Copper |  |  | Other | Yes | Customer self-identification | 2024-02-16 |  | Non-Lead | No | [5 empty] | No
30103 | 735 MAIN ST. |  |  |  | Non-Lead - Copper |  | 2009 |  | Installation date after lead ban | Yes | Other | 2009 | new service as part of SD wells project | Non-Lead - Other |  | 1" | Field inspection only with no records | Yes | Visual inspection at the meter pit | 2014-04-14 |  | Non-Lead | No | [5 empty] | No
30104 | 791 MAIN ST. |  |  |  | Non-Lead - Copper |  | 2009 |  | Installation date after lead ban | Yes | Other | 2009 | new service as part of SD wells project | Non-Lead - Other |  |  | Service line diameter is > 2 inches | Yes | Customer self-identification | 2024-02-20 | Ductile Iron | Non-Lead | No | [5 empty] | No
30105 | 10 MORIN AVE. |  |  |  | Non-Lead - Copper | [8 empty] | Non-Lead - Copper |  |  | Field inspection only with no records | Yes | Visual inspection at the meter pit | 2011-09-17 |  | Non-Lead | No | [5 empty] | No
30110 | 7 PUBLIC WORKS AVE. |  |  |  | Non-Lead - Copper | [8 empty] | Non-Lead - Other |  |  | Service line diameter is > 2 inches | Yes | Customer self-identification | 2024-02-26 | Ductile Iron | Non-Lead | No | [5 empty] | No
30115 | 9 PUBLIC WORKS AVE. |  |  |  | Non-Lead - Copper | [8 empty] | Non-Lead - Copper |  |  | Other | Yes | Customer self-identification | 2024-02-22 |  | Non-Lead | No | [5 empty] | No
30120 | EAST MAIN ST. |  |  |  | Non-Lead - Copper | [8 empty] | Non-Lead - Other |  |  | Service line diameter is > 2 inches | Yes | Customer self-identification | 2024-03-14 | Ductile Iron | Non-Lead | No | [5 empty] | No
30125 | 629 MAIN ST. |  |  |  | Non-Lead - Copper | [8 empty] | Non-Lead - Copper |  |  | Field inspection only with no records | Yes | Visual inspection at the meter pit | 2024-07-31 |  | Non-Lead | No | [5 empty] | No
30130 | 605 MAIN ST. |  |  |  | Non-Lead - Copper | [8 empty] | Non-Lead - Copper |  |  | Field inspection only with no records | Yes | Visual inspection at the meter pit | 2024-09-24 |  | Non-Lead | No | [5 empty] | No
30135 | 599 MAIN ST. |  |  |  | Non-Lead - Copper | [8 empty] | Non-Lead - Copper |  |  | Field inspection only with no records | Yes | Visual inspection at the meter pit | 2023-02-13 |  | Non-Lead | No | [5 empty] | No
30140 | 601 MAIN ST. |  |  |  | Non-Lead - Copper | [8 empty] | Non-Lead - Plastic |  |  | Other | Yes | Customer self-identification | 2024-05-23 |  | Non-Lead | No | [5 empty] | No
30145 | 593 MAIN ST. |  |  |  | Non-Lead - Copper | [8 empty] | Non-Lead - Copper |  |  | Other | Yes | Customer self-identification | 2024-03-04 |  | Non-Lead | No | [5 empty] | No
30155 | 585 MAIN ST. |  |  |  | Non-Lead - Copper | [8 empty] | Non-Lead - Copper |  |  | Other | Yes | Customer self-identification | 2024-03-13 |  | Non-Lead | No | [5 empty] | No
30160 | 583 MAIN ST. |  |  |  | Non-Lead - Copper | [8 empty] | Non-Lead - Copper |  |  | Other | Yes | Customer self-identification | 2024-04-29 |  | Non-Lead | No | [5 empty] | No
30165 | 581 MAIN ST. |  |  |  | Non-Lead - Copper | [8 empty] | Non-Lead - Copper |  |  | Previous Materials Evaluation | Yes | Visual inspection at the meter pit | 2024-09-24 |  | Non-Lead | No | [5 empty] | No
30175 | 569 MAIN ST. |  |  |  | Non-Lead - Copper | [8 empty] | Non-Lead - Copper |  |  | Other | Yes | Customer self-identification | 2024-02-16 |  | Non-Lead | No | [5 empty] | No
30180 | 561 MAIN ST. |  |  |  | Non-Lead - Copper | [8 empty] | Non-Lead - Copper |  |  | Other | Yes | Customer self-identification | 2024-02-21 |  | Non-Lead | No | [5 empty] | No
30185 | 557 MAIN ST. |  |  |  | Non-Lead - Copper | [8 empty] | Non-Lead - Copper |  |  | Field inspection only with no records | Yes | Visual inspection at the meter pit | 2020-08-24 |  | Non-Lead | No | [5 empty] | No
30190 | 555 MAIN ST. |  |  |  | Non-Lead - Copper | [8 empty] | Non-Lead - Copper |  |  | Other | Yes | Customer self-identification | 2024-02-28 |  | Non-Lead | No | [5 empty] | No
30195 | 553 MAIN ST. |  |  |  | Non-Lead - Copper | [8 empty] | Non-Lead - Copper |  |  | Other | Yes | Customer self-identification | 2024-03-26 |  | Non-Lead | No | [5 empty] | No
30200 | 551 MAIN ST. |  |  |  | Non-Lead - Copper | [8 empty] | Non-Lead - Copper |  |  | Field inspection only with no records | Yes | Visual inspection at the meter pit | 2019-12-11 |  | Non-Lead | No | [5 empty] | No
30205 | 549 MAIN ST. |  |  |  | Non-Lead - Copper | [8 empty] | Non-Lead - Copper |  |  | Field inspection only with no records | Yes | Visual inspection at the meter pit | 2017-11-20 |  | Non-Lead | No | [5 empty] | No
30210 | 543 MAIN ST. |  |  |  | Non-Lead - Copper | [8 empty] | Non-Lead - Copper |  |  | Other | Yes | Customer self-identification | 2024-03-18 |  | Non-Lead | No | [5 empty] | No
30222 | 533 MAIN ST. |  |  |  | Non-Lead - Copper | [8 empty] | Non-Lead - Copper | 2006 |  | Installation date after lead ban | Yes | Customer self-identification | 2024-02-18 |  | Non-Lead | No | [5 empty] | No
30225 | 523 MAIN ST. |  |  |  | Non-Lead - Copper | [8 empty] | Non-Lead - Copper |  |  | Other | Yes | Customer self-identification | 2024-03-22 |  | Non-Lead | No | [5 empty] | No
30230 | 516 MAIN ST. (Meter # 5) |  |  |  | Non-Lead - Copper | [8 empty] | Non-Lead - Copper |  |  | Previous Materials Evaluation | Yes | Visual inspection at the meter pit | 2024-09-25 |  | Non-Lead | No | [5 empty] | No
30235 | 516 MAIN ST. METER #1 |  |  |  | Non-Lead - Copper | [8 empty] | Non-Lead - Copper |  |  | Previous Materials Evaluation | Yes | Visual inspection at the meter pit | 2024-09-25 |  | Non-Lead | No | [5 empty] | No
30240 | 516 MAIN ST. (Meter # 2) |  |  |  | Non-Lead - Copper | [8 empty] | Non-Lead - Copper |  |  | Previous Materials Evaluation | Yes | Visual inspection at the meter pit | 2024-09-25 |  | Non-Lead | No | [5 empty] | No
30245 | 516 MAIN ST. |  |  |  | Non-Lead - Copper | [8 empty] | Non-Lead - Copper |  |  | Field inspection only with no records | Yes | Visual inspection at the meter pit | 2012-08-01 |  | Non-Lead | No | [5 empty] | No
30255 | 507 MAIN ST. |  |  |  | Non-Lead - Copper |  |  |  | Previous Materials Evaluation |  | Other |  | torn down | Non-Lead - Copper |  |  | Other | Yes | Other | 2024-09-24 |  | Non-Lead | No | [5 empty] | No
30257 | 496 MAIN ST. |  |  |  | Non-Lead - Copper | [8 empty] | Non-Lead - Copper |  |  | Other | Yes | Other | 2024-09-24 |  | Non-Lead | No | [5 empty] | No
30260 | 499 MAIN ST. |  |  |  | Non-Lead - Copper | [8 empty] | Non-Lead - Copper |  |  | Field inspection only with no records | Yes | Visual inspection at the meter pit | 2024-09-25 |  | Non-Lead | No | [5 empty] | No
30261 | 493 MAIN ST. |  |  |  | Non-Lead - Copper | [8 empty] | Non-Lead - Copper |  |  | Field inspection only with no records | Yes | Visual inspection at the meter pit | 2020-08-11 |  | Non-Lead | No | [5 empty] | No
30265 | 492 MAIN ST. |  |  |  | Non-Lead - Copper | [8 empty] | Non-Lead - Copper |  |  | Other | Yes | Customer self-identification | 2024-02-19 |  | Non-Lead | No | [5 empty] | No
30275 | 483 MAIN ST. |  |  |  | Non-Lead - Copper | [8 empty] | Non-Lead - Copper |  |  | Other | Yes | Customer self-identification | 2024-03-20 |  | Non-Lead | No | [5 empty] | No
30280 | 478 MAIN ST. |  |  |  | Non-Lead - Copper | [8 empty] | Non-Lead - Copper |  |  | Other | Yes | Other | 2024-09-24 |  | Non-Lead | No | [5 empty] | No
30285 | 474 MAIN ST. |  |  |  | Non-Lead - Copper | [8 empty] | Non-Lead - Copper |  |  | Other | Yes | Customer self-identification | 2024-03-25 |  | Non-Lead | No | [5 empty] | No
30290 | 470 MAIN ST. |  |  |  | Non-Lead - Copper | [8 empty] | Non-Lead - Copper |  |  | Other | Yes | Customer self-identification | 2024-03-14 |  | Non-Lead | No | [5 empty] | No
30295 | 467 MAIN ST. |  |  |  | Non-Lead - Copper | [8 empty] | Non-Lead - Copper |  |  | Other | Yes | Other | 2024-09-25 |  | Non-Lead | No | [5 empty] | No
30300 | 105 - 3RD AVE |  |  |  | Non-Lead - Copper | [8 empty] | Non-Lead - Copper |  |  | Field inspection only with no records | Yes | Visual inspection at the meter pit | 2023-09-19 |  | Non-Lead | No | [5 empty] | No
30305 | 113 - 3RD AVE. |  |  |  | Non-Lead - Copper | [8 empty] | Non-Lead - Copper |  |  | Field inspection only with no records | Yes | Visual inspection at the meter pit | 2020-10-05 |  | Non-Lead | No | [5 empty] | No
30310 | 114 - 3RD AVE. |  |  |  | Non-Lead - Copper | [8 empty] | Non-Lead - Copper |  |  | Other | Yes | Customer self-identification | 2024-04-11 |  | Non-Lead | No | [5 empty] | No
30315 | 118 - 3RD AVE. |  |  |  | Non-Lead - Copper | [8 empty] | Non-Lead - Copper |  |  | Other | Yes | Customer self-identification | 2024-02-20 |  | Non-Lead | No | [5 empty] | No
30320 | 117 - 3RD AVE. |  |  |  | Non-Lead - Copper | [8 empty] | Non-Lead - Copper |  |  | Field inspection only with no records | Yes | Visual inspection at the meter pit | 2024-09-24 |  | Non-Lead | No | [5 empty] | No
30325 | 119 - 3RD AVE. |  |  |  | Non-Lead - Copper | [8 empty] | Non-Lead - Copper |  |  | Other | Yes | Customer self-identification | 2024-03-13 |  | Non-Lead | No | [5 empty] | No
30327 | 123 - 3RD AVE. |  |  |  | Non-Lead - Copper | [8 empty] | Non-Lead - Copper |  |  | Other | Yes | Customer self-identification | 2024-04-18 |  | Non-Lead | No | [5 empty] | No
30330 | 126 - 3RD AVE. |  |  |  | Non-Lead - Copper | [8 empty] | Non-Lead - Copper |  |  | Field inspection only with no records | Yes | Visual inspection at the meter pit | 2010-05-28 |  | Non-Lead | No | [5 empty] | No
30335 | 130 - 3RD AVE. |  |  |  | Non-Lead - Copper | [8 empty] | Non-Lead - Copper |  |  | Field inspection only with no records | Yes | Visual inspection at the meter pit | 2024-09-25 |  | Non-Lead | No | [5 empty] | No
30340 | 132 - 3RD AVE. |  |  |  | Non-Lead - Copper | [8 empty] | Non-Lead - Copper |  |  | Other | Yes | Customer self-identification | 2024-02-19 |  | Non-Lead | No | [5 empty] | No
30342 | 131 - 3RD AVE. |  |  |  | Non-Lead - Copper | [8 empty] | Non-Lead - Copper |  |  | Other | Yes | Customer self-identification | 2024-03-28 |  | Non-Lead | No | [5 empty] | No
30345 | 135 - 3RD AVE. |  |  |  | Non-Lead - Copper | [8 empty] | Non-Lead - Copper |  |  | Other | Yes | Customer self-identification | 2024-07-05 |  | Non-Lead | No | [5 empty] | No
30350 | 136 - 3RD AVE., MADAWASKA |  |  |  | Non-Lead - Copper | [8 empty] | Non-Lead - Copper |  |  | Field inspection only with no records | Yes | Visual inspection at the meter pit | 2021-06-17 |  | Non-Lead | No | [5 empty] | No
30352 | 142 - 3RD AVE. |  |  |  | Non-Lead - Copper | [8 empty] | Non-Lead - Copper |  |  | Field inspection only with no records | Yes | Visual inspection at the meter pit | 2013-09-17 |  | Non-Lead | No | [5 empty] | No
30355 | 137 - 3RD AVE. |  |  |  | Non-Lead - Copper | [8 empty] | Non-Lead - Copper |  |  | Other | No | Other | 2024-09-25 |  | Non-Lead | No | [5 empty] | No
30365 | 143 - 3RD AVE |  |  |  | Non-Lead - Copper | [8 empty] | Non-Lead - Copper |  |  | Other | Yes | Customer self-identification | 2024-03-20 |  | Non-Lead | No | [5 empty] | No
30375 | 147 NIVARD AVE. |  |  |  | Non-Lead - Copper | [8 empty] | Non-Lead - Copper |  |  | Other | Yes | Other | 2024-09-24 |  | Non-Lead | No | [5 empty] | No
30380 | 147 - 3RD AVE. |  |  |  | Non-Lead - Copper | [8 empty] | Non-Lead - Copper |  |  | Other | Yes | Customer self-identification | 2024-04-11 |  | Non-Lead | No | [5 empty] | No
30385 | 153 NIVARD AVE. |  |  |  | Non-Lead - Copper | [8 empty] | Non-Lead - Copper |  |  | Previous Materials Evaluation | Yes | Other | 2024-09-24 |  | Non-Lead | No | [5 empty] | No
30390 | 155 NIVARD ST. |  |  |  | Non-Lead - Copper | [8 empty] | Non-Lead - Copper |  |  | Previous Materials Evaluation | Yes | Visual inspection at the meter pit | 2024-09-25 |  | Non-Lead | No | [5 empty] | No
30395 | 158 - 3RD AVE. |  |  |  | Non-Lead - Copper | [8 empty] | Non-Lead - Copper |  |  | Other | Yes | Customer self-identification | 2024-02-19 |  | Non-Lead | No | [5 empty] | No
30400 | 156 - 3RD AVE. |  |  |  | Non-Lead - Copper | [8 empty] | Non-Lead - Copper |  |  | Other | Yes | Customer self-identification | 2024-02-19 |  | Non-Lead | No | [5 empty] | No
30405 | 157 - 3RD AVE. |  |  |  | Non-Lead - Copper | [8 empty] | Non-Lead - Copper |  |  | Other | Yes | Customer self-identification | 2024-04-11 |  | Non-Lead | No | [5 empty] | No
30410 | 152 - 3RD AVE. |  |  |  | Non-Lead - Copper | [8 empty] | Non-Lead - Copper |  |  | Other | Yes | Customer self-identification | 2024-02-19 |  | Non-Lead | No | [5 empty] | No
30415 | 138 - 3RD AVE. |  |  |  | Non-Lead - Copper | [8 empty] | Non-Lead - Copper |  |  | Previous Materials Evaluation | No | Other | 2024-09-24 |  | Non-Lead | No | [5 empty] | No
30420 | 150 - 5TH AVE. |  |  |  | Non-Lead - Copper | [8 empty] | Non-Lead - Copper |  |  | Other | Yes | Customer self-identification | 2024-03-20 |  | Non-Lead | No | [5 empty] | No
30430 | 146 - 5TH AVE. |  |  |  | Non-Lead - Copper | [8 empty] | Non-Lead - Copper |  |  | Other | No | Other | 2024-09-23 |  | Non-Lead | No | [5 empty] | No
30440 | 144 - 5TH AVE. |  |  |  | Non-Lead - Copper | [8 empty] | Non-Lead - Copper |  |  | Other | No | Other | 2024-09-23 |  | Non-Lead | No | [5 empty] | No
30445 | 142 - 5TH AVE. |  |  |  | Non-Lead - Copper | [8 empty] | Non-Lead - Plastic |  |  | Other | Yes | Customer self-identification | 2024-03-18 |  | Non-Lead | No | [5 empty] | No
30450 | 139 - 5TH AVE. |  |  |  | Non-Lead - Copper | [8 empty] | Non-Lead - Copper |  |  | Previous Materials Evaluation | Yes | Other | 2024-09-23 |  | Non-Lead | No | [5 empty] | No
30460 | 136 - 5TH AVE. |  |  |  | Non-Lead - Copper | [8 empty] | Non-Lead - Copper |  |  | Other | No | Other | 2024-09-23 |  | Non-Lead | No | [5 empty] | No
30465 | 431 ST. THOMAS ST. |  |  |  | Non-Lead - Copper | [8 empty] | Non-Lead - Copper |  |  | Field inspection only with no records | Yes | Visual inspection at the meter pit | 2022-05-25 |  | Non-Lead | No | [5 empty] | No
30470 | 134 - 5TH AVE. |  |  |  | Non-Lead - Copper | [8 empty] | Non-Lead - Copper |  |  | Other | Yes | Customer self-identification | 2024-04-11 |  | Non-Lead | No | [5 empty] | No
30475 | 132 - 5TH AVE. |  |  |  | Non-Lead - Copper | [8 empty] | Non-Lead - Copper |  |  | Other | No | Other | 2024-09-23 |  | Non-Lead | No | [5 empty] | No
30480 | 432 ST. THOMAS ST. |  |  |  | Non-Lead - Copper | [8 empty] | Non-Lead - Copper |  |  | Field inspection only with no records | Yes | Visual inspection at the meter pit | 2023-05-05 |  | Non-Lead | No | [5 empty] | No
30485 | 129 - 5TH AVE. |  |  |  | Non-Lead - Copper | [8 empty] | Non-Lead - Copper |  |  | Field inspection only with no records | Yes | Visual inspection at the meter pit | 2019-05-23 |  | Non-Lead | No | [5 empty] | No
30490 | 130 - 5TH AVE. |  |  |  | Non-Lead - Copper | [8 empty] | Non-Lead - Copper |  |  | Field inspection only with no records | Yes | Visual inspection at the meter pit | 2024-09-23 |  | Non-Lead | No | [5 empty] | No
30495 | 126 - 5TH AVE. |  |  |  | Non-Lead - Copper | [8 empty] | Non-Lead - Copper |  |  | Field inspection only with no records | Yes | Visual inspection at the meter pit | 2020-12-22 |  | Non-Lead | No | [5 empty] | No
30500 | 127 - 5TH AVE. |  |  |  | Non-Lead - Copper | [8 empty] | Non-Lead - Copper |  |  | Other | Yes | Customer self-identification | 2024-04-11 |  | Non-Lead | No | [5 empty] | No
30505 | 125 - 5TH AVE. |  |  |  | Non-Lead - Copper | [8 empty] | Non-Lead - Copper |  |  | Other | Yes | Customer self-identification | 2024-04-11 |  | Non-Lead | No | [5 empty] | No
30510 | 124 - 5TH AVE. |  |  |  | Non-Lead - Copper | [8 empty] | Non-Lead - Copper |  |  | Field inspection only with no records | Yes | Visual inspection at the meter pit | 2024-09-24 |  | Non-Lead | No | [5 empty] | No
30515 | 130 - 4TH AVE. |  |  |  | Non-Lead - Copper | [8 empty] | Non-Lead - Copper |  |  | Field inspection only with no records | Yes | Visual inspection at the meter pit | 2024-01-29 |  | Non-Lead | No | [5 empty] | No
30520 | 128 - 4TH AVE. |  |  |  | Non-Lead - Copper | [8 empty] | Non-Lead - Copper |  |  | Field inspection only with no records | Yes | Visual inspection at the meter pit | 2015-03-17 |  | Non-Lead | No | [5 empty] | No
30525 | 126 - 4TH AVE. |  |  |  | Non-Lead - Copper | [8 empty] | Non-Lead - Copper |  |  | Field inspection only with no records | Yes | Visual inspection at the meter pit | 2020-10-06 |  | Non-Lead | No | [5 empty] | No
30530 | 123 - 4TH AVE. |  |  |  | Non-Lead - Copper | [8 empty] | Non-Lead - Copper |  |  | Field inspection only with no records | Yes | Visual inspection at the meter pit | 2021-03-17 |  | Non-Lead | No | [5 empty] | No
30535 | 121 - 4TH AVE. |  |  |  | Non-Lead - Copper | [8 empty] | Non-Lead - Copper |  |  | Field inspection only with no records | Yes | Visual inspection at the meter pit | 2014-06-24 |  | Non-Lead | No | [5 empty] | No
30540 | 122 - 4TH AVE. |  |  |  | Non-Lead - Copper | [8 empty] | Non-Lead - Copper |  |  | Other | No | Other | 2024-09-26 |  | Non-Lead | No | [5 empty] | No
30550 | 117 - 4TH AVE. |  |  |  | Non-Lead - Copper | [8 empty] | Non-Lead - Copper |  |  | Other | Yes | Customer self-identification | 2024-02-17 |  | Non-Lead | No | [5 empty] | No
30555 | 116 - 4TH AVE. |  |  |  | Non-Lead - Copper | [8 empty] | Non-Lead - Copper |  |  | Other | Yes | Customer self-identification | 2024-03-23 |  | Non-Lead | No | [5 empty] | No
30560 | 114 - 4TH AVE. |  |  |  | Non-Lead - Copper | [8 empty] | Non-Lead - Copper |  |  | Other | Yes | Other | 2016-04-01 |  | Non-Lead | No | [5 empty] | No
30565 | 115 - 4TH AVE. |  |  |  | Non-Lead - Copper | [8 empty] | Non-Lead - Copper |  |  | Field inspection only with no records | Yes | Visual inspection at the meter pit | 2015-01-24 |  | Non-Lead | No | [5 empty] | No
30570 | 111 - 4TH AVE. |  |  |  | Non-Lead - Copper | [8 empty] | Non-Lead - Copper |  |  | Field inspection only with no records | Yes | Visual inspection at the meter pit | 2022-06-17 |  | Non-Lead | No | [5 empty] | No
30575 | 112 - 4TH AVE. |  |  |  | Non-Lead - Copper | [8 empty] | Non-Lead - Copper |  |  | Field inspection only with no records | Yes | Visual inspection at the meter pit | 2021-07-02 |  | Non-Lead | No | [5 empty] | No
30580 | 110 - 4TH AVE. |  |  |  | Non-Lead - Copper | [8 empty] | Non-Lead - Copper |  |  | Field inspection only with no records | Yes | Visual inspection at the meter pit | 2024-09-26 |  | Non-Lead | No | [5 empty] | No
30585 | 109 - 4TH AVE. |  |  |  | Non-Lead - Copper | [8 empty] | Non-Lead - Copper |  |  | Field inspection only with no records | Yes | Visual inspection at the meter pit | 2024-09-26 |  | Non-Lead | No | [5 empty] | No
30590 | 107 - 4TH AVE. |  |  |  | Non-Lead - Copper | [8 empty] | Non-Lead - Copper |  |  | Other | Yes | Customer self-identification | 2024-02-17 |  | Non-Lead | No | [5 empty] | No
30595 | 108 - 4TH AVE. |  |  |  | Non-Lead - Copper | [8 empty] | Non-Lead - Copper |  |  | Other | Yes | Customer self-identification | 2024-04-03 |  | Non-Lead | No | [5 empty] | No
30600 | 443 MAIN ST. |  |  |  | Non-Lead - Copper | [8 empty] | Non-Lead - Copper |  |  | Field inspection only with no records | Yes | Visual inspection at the meter pit | 2024-07-02 |  | Non-Lead | No | [5 empty] | No
30605 | 106 - 4TH AVE. |  |  |  | Non-Lead - Copper | [8 empty] | Non-Lead - Copper |  |  | Field inspection only with no records | Yes | Visual inspection at the meter pit | 2019-08-05 |  | Non-Lead | No | [5 empty] | No
30610 | 104 - 4TH AVE. |  |  |  | Non-Lead - Copper | [8 empty] | Non-Lead - Copper |  |  | Field inspection only with no records | Yes | Visual inspection at the meter pit | 2020-03-13 |  | Non-Lead | No | [5 empty] | No
30615 | 445 MAIN ST. |  |  |  | Non-Lead - Copper | [8 empty] | Non-Lead - Copper |  |  | Previous Materials Evaluation | Yes | Other | 2024-09-24 |  | Non-Lead | No | [5 empty] | No
30620 | 441 MAIN ST. |  |  |  | Non-Lead - Copper | [8 empty] | Non-Lead - Copper |  |  | Other | Yes | Customer self-identification | 2024-02-16 |  | Non-Lead | No | [5 empty] | No
30625 | 437 MAIN ST. |  |  |  | Non-Lead - Copper | [8 empty] | Non-Lead - Copper |  |  | Field inspection only with no records | Yes | Visual inspection at the meter pit | 2021-07-20 |  | Non-Lead | No | [5 empty] | No
30630 | 106 - 5TH AVE. |  |  |  | Non-Lead - Copper | [8 empty] | Non-Lead - Copper |  |  | Other | Yes | Other | 2010-12-17 |  | Non-Lead | No | [5 empty] | No
30635 | 108 - 5TH AVE. |  |  |  | Non-Lead - Copper | [8 empty] | Non-Lead - Copper |  |  | Other | Yes | Customer self-identification | 2024-07-03 |  | Non-Lead | No | [5 empty] | No
30640 | 110 - 5TH AVE. |  |  |  | Non-Lead - Copper | [8 empty] | Non-Lead - Copper |  |  | Other | Yes | Customer self-identification | 2024-02-23 |  | Non-Lead | No | [5 empty] | No
30645 | 112 - 5TH AVE. |  |  |  | Non-Lead - Copper | [8 empty] | Non-Lead - Copper |  |  | Other | Yes | Customer self-identification | 2024-03-26 |  | Non-Lead | No | [5 empty] | No
30650 | 114 - 5TH AVE. |  |  |  | Non-Lead - Copper | [8 empty] | Non-Lead - Plastic | 2013 |  | Installation date after lead ban | Yes | Customer self-identification | 2024-02-22 |  | Non-Lead | No | [5 empty] | No
30655 | 116 - 5TH AVE. |  |  |  | Non-Lead - Copper | [8 empty] | Non-Lead - Copper |  |  | Other | No | Other | 2024-09-25 |  | Non-Lead | No | [5 empty] | No
30660 | 120 - 5TH AVE. |  |  |  | Non-Lead - Copper | [8 empty] | Non-Lead - Copper |  |  | Field inspection only with no records | Yes | Visual inspection at the meter pit | 2021-07-20 |  | Non-Lead | No | [5 empty] | No
30665 | 121 - 5TH AVE. |  |  |  | Non-Lead - Copper | [8 empty] | Non-Lead - Copper |  |  | Other | Yes | Customer self-identification | 2024-03-28 |  | Non-Lead | No | [5 empty] | No
30675 | 427 PARK ST. |  |  |  | Non-Lead - Copper | [8 empty] | Non-Lead - Copper |  |  | Previous Materials Evaluation | Yes | Other | 2024-09-25 |  | Non-Lead | No | [5 empty] | No
30680 | 428 PARK ST. |  |  |  | Non-Lead - Copper | [8 empty] | Non-Lead - Copper |  |  | Field inspection only with no records | Yes | Visual inspection at the meter pit | 2016-03-24 |  | Non-Lead | No | [5 empty] | No
30685 | 426 PARK ST. |  |  |  | Non-Lead - Copper | [8 empty] | Non-Lead - Copper |  |  | Other | Yes | Customer self-identification | 2024-02-20 |  | Non-Lead | No | [5 empty] | No
30690 | 425 PARK ST. |  |  |  | Non-Lead - Copper | [8 empty] | Non-Lead - Copper |  |  | Previous Materials Evaluation | Yes | Visual inspection at the meter pit | 2024-09-24 |  | Non-Lead | No | [5 empty] | No
30695 | 423 PARK ST. |  |  |  | Non-Lead - Copper | [8 empty] | Non-Lead - Copper |  |  | Other | Yes | Customer self-identification | 2024-02-19 |  | Non-Lead | No | [5 empty] | No
30700 | 424 PARK ST. |  |  |  | Non-Lead - Copper | [8 empty] | Non-Lead - Copper |  |  | Field inspection only with no records | Yes | Visual inspection at the meter pit | 2023-05-18 |  | Non-Lead | No | [5 empty] | No
30705 | 422 PARK ST. |  |  |  | Non-Lead - Copper | [8 empty] | Non-Lead - Copper |  |  | Field inspection only with no records | Yes | Visual inspection at the meter pit | 2020-11-20 |  | Non-Lead | No | [5 empty] | No
30710 | 421 PARK ST. |  |  |  | Non-Lead - Copper | [8 empty] | Non-Lead - Copper |  |  | Field inspection only with no records | Yes | Visual inspection at the meter pit | 2016-05-05 |  | Non-Lead | No | [5 empty] | No
30715 | 144 - 6TH AVE., MADAWASKA |  |  |  | Non-Lead - Copper | [8 empty] | Non-Lead - Copper |  |  | Other | Yes | Customer self-identification | 2024-02-21 |  | Non-Lead | No | [5 empty] | No
30720 | 147 - 6TH AVE. |  |  |  | Non-Lead - Copper | [8 empty] | Non-Lead - Copper |  |  | Other | Yes | Customer self-identification | 2024-05-19 |  | Non-Lead | No | [5 empty] | No
30725 | 143 - 6TH AVE., MADAWASKA |  |  |  | Non-Lead - Copper | [8 empty] | Non-Lead - Copper |  |  | Previous Materials Evaluation | Yes | Other | 2024-09-24 |  | Non-Lead | No | [5 empty] | No
30735 | 139 - 6TH AVE. |  |  |  | Non-Lead - Copper | [8 empty] | Non-Lead - Copper |  |  | Previous Materials Evaluation | Yes | Other | 2024-09-24 |  | Non-Lead | No | [5 empty] | No
30740 | 137 - 6TH AVE. |  |  |  | Non-Lead - Copper | [8 empty] | Non-Lead - Copper |  |  | Field inspection only with no records | Yes | Visual inspection at the meter pit | 2024-09-24 |  | Non-Lead | No | [5 empty] | No
30745 | 136 - 6TH AVE. |  |  |  | Non-Lead - Copper | [8 empty] | Non-Lead - Copper |  |  | Other | Yes | Customer self-identification | 2024-03-25 |  | Non-Lead | No | [5 empty] | No
30750 | 129 - 6TH AVE. |  |  |  | Non-Lead - Copper | [8 empty] | Non-Lead - Copper |  |  | Previous Materials Evaluation | Yes | Visual inspection at the meter pit | 2024-09-25 |  | Non-Lead | No | [5 empty] | No
30755 | 127 - 6TH AVE. |  |  |  | Non-Lead - Copper | [8 empty] | Non-Lead - Copper |  |  | Other | Yes | Customer self-identification | 2024-04-23 |  | Non-Lead | No | [5 empty] | No
30760 | 125 - 6TH AVE., MADAWASKA |  |  |  | Non-Lead - Copper | [8 empty] | Non-Lead - Copper |  |  | Field inspection only with no records | Yes | Visual inspection at the meter pit | 2024-09-25 |  | Non-Lead | No | [5 empty] | No
30765 | 126 - 6TH AVE. |  |  |  | Non-Lead - Copper | [8 empty] | Non-Lead - Copper |  |  | Field inspection only with no records | Yes | Visual inspection at the meter pit | 2018-12-21 |  | Non-Lead | No | [5 empty] | No
30770 | 417 EVANGELINE ST. |  |  |  | Non-Lead - Copper | [8 empty] | Non-Lead - Copper |  |  | Field inspection only with no records | Yes | Visual inspection at the meter pit | 2014-11-10 |  | Non-Lead | No | [5 empty] | No
30773 | 111 - 6TH AVE, MADAWASKA |  |  |  | Non-Lead - Copper | [8 empty] | Non-Lead - Copper |  |  | Previous Materials Evaluation | Yes | Other | 2024-09-24 |  | Non-Lead | No | [5 empty] | No
30775 | 411 MAIN ST. |  |  |  | Non-Lead - Copper | [8 empty] | Non-Lead - Copper |  |  | Field inspection only with no records | Yes | Visual inspection at the meter pit | 2024-09-26 |  | Non-Lead | No | [5 empty] | No
30780 | 108 - 6TH AVE. |  |  |  | Non-Lead - Copper | [8 empty] | Non-Lead - Copper |  |  | Other | Yes | Customer self-identification | 2024-03-23 |  | Non-Lead | No | [5 empty] | No
30785 | 110 - 6TH AVE. |  |  |  | Non-Lead - Copper | [8 empty] | Non-Lead - Copper |  |  | Field inspection only with no records | Yes | Visual inspection at the meter pit | 2013-04-18 |  | Non-Lead | No | [5 empty] | No
30790 | 112 - 6TH AVE. |  |  |  | Non-Lead - Copper | [8 empty] | Non-Lead - Copper |  |  | Other | Yes | Customer self-identification | 2024-02-21 |  | Non-Lead | No | [5 empty] | No
30795 | 114 - 6TH AVE. |  |  |  | Non-Lead - Copper | [8 empty] | Non-Lead - Copper |  |  | Field inspection only with no records | Yes | Visual inspection at the meter pit | 2016-12-20 |  | Non-Lead | No | [5 empty] | No
30800 | 116 - 6TH AVE. |  |  |  | Non-Lead - Copper | [8 empty] | Non-Lead - Copper |  |  | Field inspection only with no records | Yes | Other | 2024-09-26 |  | Non-Lead | No | [5 empty] | No
30805 | 118 - 6TH AVE. |  |  |  | Non-Lead - Copper | [8 empty] | Non-Lead - Copper |  |  | Other | Yes | Other | 2024-09-26 |  | Non-Lead | No | [5 empty] | No
30810 | 122 - 6TH AVE. |  |  |  | Non-Lead - Copper | [8 empty] | Non-Lead - Copper |  |  | Other | Yes | Customer self-identification | 2024-02-19 |  | Non-Lead | No | [5 empty] | No
30815 | 418 EVANGELINE ST. |  |  |  | Non-Lead - Copper | [8 empty] | Non-Lead - Copper |  |  | Other | Yes | Customer self-identification | 2024-02-19 |  | Non-Lead | No | [5 empty] | No
30820 | 421 EVANGELINE ST. |  |  |  | Non-Lead - Copper | [8 empty] | Non-Lead - Copper |  |  | Other | Yes | Customer self-identification | 2024-02-16 |  | Non-Lead | No | [5 empty] | No
30825 | 422 EVANGELINE ST. |  |  |  | Non-Lead - Copper | [8 empty] | Non-Lead - Copper |  |  | Field inspection only with no records | Yes | Visual inspection at the meter pit | 2024-09-25 |  | Non-Lead | No | [5 empty] | No
30830 | 424 EVANGELINE ST. |  |  |  | Non-Lead - Copper | [8 empty] | Non-Lead - Copper |  |  | Field inspection only with no records | Yes | Other | 2024-09-25 |  | Non-Lead | No | [5 empty] | No
30835 | 423 EVANGELINE ST. |  |  |  | Non-Lead - Copper | [8 empty] | Non-Lead - Copper |  |  | Field inspection only with no records | Yes | Customer self-identification | 2015-02-24 |  | Non-Lead | No | [5 empty] | No
30840 | 425 EVANGELINE ST. |  |  |  | Non-Lead - Copper | [8 empty] | Non-Lead - Copper |  |  | Other | Yes | Customer self-identification | 2024-05-15 |  | Non-Lead | No | [5 empty] | No
30845 | 427 EVANGELINE ST. |  |  |  | Non-Lead - Copper | [8 empty] | Non-Lead - Copper |  |  | Other | Yes | Customer self-identification | 2024-05-17 |  | Non-Lead | No | [5 empty] | No
30850 | 426 EVANGELINE ST. |  |  |  | Non-Lead - Copper | [8 empty] | Non-Lead - Copper |  |  | Field inspection only with no records | Yes | Visual inspection at the meter pit | 2024-09-24 |  | Non-Lead | No | [5 empty] | No
30855 | 428 EVANGELINE ST. |  |  |  | Non-Lead - Copper | [8 empty] | Non-Lead - Copper |  |  | Field inspection only with no records | Yes | Visual inspection at the meter pit | 2011-02-01 |  | Non-Lead | No | [5 empty] | No
40005 | 430 ST. THOMAS ST., MADAWASKA |  |  |  | Non-Lead - Copper | [8 empty] | Non-Lead - Copper |  |  | Field inspection only with no records | Yes | Visual inspection at the meter pit | 2017-05-23 |  | Non-Lead | No | [5 empty] | No
40010 | 428 ST. THOMAS ST. |  |  |  | Non-Lead - Copper | [8 empty] | Non-Lead - Copper |  |  | Other | Yes | Customer self-identification | 2024-03-26 |  | Non-Lead | No | [5 empty] | No
40015 | 429 ST.THOMAS ST. |  |  |  | Non-Lead - Copper | [8 empty] | Non-Lead - Copper |  |  | Other | Yes | Other | 2024-09-25 |  | Non-Lead | No | [5 empty] | No
40020 | 427 ST. THOMAS ST. |  |  |  | Non-Lead - Copper | [8 empty] | Non-Lead - Copper |  |  | Other | Yes | Customer self-identification | 2024-03-20 |  | Non-Lead | No | [5 empty] | No
40025 | 426 ST. THOMAS ST. |  |  |  | Non-Lead - Copper | [8 empty] | Non-Lead - Copper |  |  | Other | Yes | Customer self-identification | 2024-03-03 |  | Non-Lead | No | [5 empty] | No
40030 | 424 ST. THOMAS ST. |  |  |  | Non-Lead - Copper | [8 empty] | Non-Lead - Copper |  |  | Other | Yes | Customer self-identification | 2024-03-20 |  | Non-Lead | No | [5 empty] | No
40035 | 423 ST. THOMAS ST. |  |  |  | Non-Lead - Copper | [8 empty] | Non-Lead - Copper |  |  | Field inspection only with no records | Yes | Visual inspection at the meter pit | 2024-09-26 |  | Non-Lead | No | [5 empty] | No
40040 | 422 ST. THOMAS ST. |  |  |  | Non-Lead - Copper | [8 empty] | Non-Lead - Copper |  |  | Other | Yes | Customer self-identification | 2024-09-26 |  | Non-Lead | No | [5 empty] | No
40045 | 421 ST. THOMAS ST. |  |  |  | Non-Lead - Copper | [8 empty] | Non-Lead - Plastic |  |  | Other | Yes | Customer self-identification | 2024-03-26 |  | Non-Lead | No | [5 empty] | No
40050 | 419 ST. THOMAS ST. |  |  |  | Non-Lead - Copper | [8 empty] | Non-Lead - Copper |  |  | Field inspection only with no records | Yes | Visual inspection at the meter pit | 2021-06-01 |  | Non-Lead | No | [5 empty] | No
40055 | 418 ST. THOMAS ST. |  |  |  | Non-Lead - Copper | [8 empty] | Non-Lead - Copper |  |  | Other | Yes | Customer self-identification | 2024-03-24 |  | Non-Lead | No | [5 empty] | No
40060 | 408 ST. THOMAS ST. |  |  |  | Non-Lead - Copper | [8 empty] | Non-Lead - Plastic |  |  | Other | Yes | Customer self-identification | 2024-03-13 |  | Non-Lead | No | [5 empty] | No
40065 | 404 ST.THOMAS ST. |  |  |  | Non-Lead - Copper | [8 empty] | Non-Lead - Copper |  |  | Previous Materials Evaluation | Yes | Visual inspection at the meter pit | 2024-09-12 |  | Non-Lead | No | [5 empty] | No
40070 | 396 ST. THOMAS ST. |  |  |  | Non-Lead - Copper | [8 empty] | Non-Lead - Plastic |  |  | Field inspection only with no records | Yes | Visual inspection at the meter pit | 2016-10-14 |  | Non-Lead | No | [5 empty] | No
40075 | 390 ST. THOMAS ST. |  |  |  | Non-Lead - Copper | [8 empty] | Non-Lead - Copper |  |  | Previous Materials Evaluation | Yes | Other | 2024-09-24 |  | Non-Lead | No | [5 empty] | No
40080 | 384 ST. THOMAS ST. |  |  |  | Non-Lead - Copper | [8 empty] | Non-Lead - Copper |  |  | Field inspection only with no records | Yes | Visual inspection at the meter pit | 2023-06-30 |  | Non-Lead | No | [5 empty] | No
40085 | 378 ST. THOMAS ST. |  |  |  | Non-Lead - Copper | [8 empty] | Non-Lead - Plastic |  |  | Other | Yes | Customer self-identification | 2024-03-14 |  | Non-Lead | No | [5 empty] | No
40090 | 374 ST. THOMAS ST. |  |  |  | Non-Lead - Copper | [8 empty] | Non-Lead - Copper |  |  | Other | Yes | Customer self-identification | 2024-02-25 |  | Non-Lead | No | [5 empty] | No
40095 | 366 ST. THOMAS ST. |  |  |  | Non-Lead - Copper | [8 empty] | Non-Lead - Copper |  |  | Field inspection only with no records | Yes | Visual inspection at the meter pit | 2024-09-26 |  | Non-Lead | No | [5 empty] | No
40100 | 362 ST. THOMAS ST. |  |  |  | Non-Lead - Copper | [8 empty] | Non-Lead - Copper |  |  | Field inspection only with no records | Yes | Visual inspection at the meter pit | 2014-05-29 |  | Non-Lead | No | [5 empty] | No
40105 | 358 ST. THOMAS ST. |  |  |  | Non-Lead - Copper | [8 empty] | Non-Lead - Copper |  |  | Other | Yes | Customer self-identification | 2024-04-11 |  | Non-Lead | No | [5 empty] | No
40110 | 357 ST. THOMAS ST. |  |  |  | Non-Lead - Copper | [8 empty] | Non-Lead - Copper |  |  | Field inspection only with no records | Yes | Other | 2018-09-26 |  | Non-Lead | No | [5 empty] | No
40115 | 354 ST. THOMAS ST. |  |  |  | Non-Lead - Copper | [8 empty] | Non-Lead - Copper |  |  | Other | No | Other | 2024-09-26 |  | Non-Lead | No | [5 empty] | No
40120 | 347 ST. THOMAS ST. |  |  |  | Non-Lead - Copper | [8 empty] | Non-Lead - Copper |  |  | Other | Yes | Customer self-identification | 2024-02-27 |  | Non-Lead | No | [5 empty] | No
40125 | 343 ST. THOMAS ST. |  |  |  | Non-Lead - Copper | [8 empty] | Galvanized |  |  | Field inspection only with no records | Yes | Visual inspection at the meter pit | 2020-11-18 |  | Non-Lead | No | [5 empty] | No
40135 | 338 ST. THOMAS ST. |  |  |  | Non-Lead - Copper | [8 empty] | Non-Lead - Copper |  |  | Other | Yes | Customer self-identification | 2024-02-16 |  | Non-Lead | No | [5 empty] | No
40140 | 321 ST. THOMAS ST. (church) |  |  |  | Non-Lead - Copper | [8 empty] | Non-Lead - Copper |  |  | Other | Yes | Customer self-identification | 2024-02-22 |  | Non-Lead | No | [5 empty] | No
40145 | 328 ST. THOMAS ST. |  |  |  | Non-Lead - Copper | [8 empty] | Non-Lead - Copper |  |  | Field inspection only with no records | Yes | Visual inspection at the meter pit | 2024-09-26 |  | Non-Lead | No | [5 empty] | No
40150 | 117 - 10TH AVE. |  |  |  | Non-Lead - Copper | [8 empty] | Non-Lead - Copper |  |  | Other | Yes | Customer self-identification | 2024-03-13 |  | Non-Lead | No | [5 empty] | No
40155 | 113 - 10TH AVE. |  |  |  | Non-Lead - Copper | [8 empty] | Non-Lead - Copper |  |  | Field inspection only with no records | Yes | Visual inspection at the meter pit | 2019-09-23 |  | Non-Lead | No | [5 empty] | No
40160 | 109 - 10TH AVE. |  |  |  | Non-Lead - Copper | [8 empty] | Non-Lead - Copper |  |  | Field inspection only with no records | Yes | Visual inspection at the meter pit | 2024-09-26 |  | Non-Lead | No | [5 empty] | No
40165 | 110 - 10TH AVE. |  |  |  | Non-Lead - Copper | [8 empty] | Non-Lead - Copper |  |  | Other | Yes | Customer self-identification | 2024-04-05 |  | Non-Lead | No | [5 empty] | No
40170 | 107 - 10TH AVE. |  |  |  | Non-Lead - Copper | [8 empty] | Non-Lead - Copper |  |  | Other | Yes | Customer self-identification | 2024-02-20 |  | Non-Lead | No | [5 empty] | No
40175 | 105 - 10TH AVE. |  |  |  | Non-Lead - Copper | [8 empty] | Non-Lead - Copper |  |  | Other | Yes | Customer self-identification | 2024-02-20 |  | Non-Lead | No | [5 empty] | No
40180 | 109 LEGION AVE. |  |  |  | Non-Lead - Copper | [8 empty] | Non-Lead - Copper |  |  | Field inspection only with no records | Yes | Visual inspection at the meter pit | 2024-09-25 |  | Non-Lead | No | [5 empty] | No
40185 | 110 LEGION AVE. |  |  |  | Non-Lead - Copper | [8 empty] | Non-Lead - Copper |  |  | Field inspection only with no records | Yes | Visual inspection at the meter pit | 2024-09-25 |  | Non-Lead | No | [5 empty] | No
40190 | 112 LEGION AVE. |  |  |  | Non-Lead - Copper | [8 empty] | Non-Lead - Copper |  |  | Field inspection only with no records | Yes | Visual inspection at the meter pit | 2024-09-25 |  | Non-Lead | No | [5 empty] | No
40195 | 111 LEGION AVE. |  |  |  | Non-Lead - Copper | [8 empty] | Non-Lead - Copper |  |  | Field inspection only with no records | Yes | Visual inspection at the meter pit | 2024-09-25 |  | Non-Lead | No | [5 empty] | No
40200 | 113 LEGION AVE. |  |  |  | Non-Lead - Copper | [8 empty] | Non-Lead - Copper |  |  | Other | Yes | Customer self-identification | 2024-02-17 |  | Non-Lead | No | [5 empty] | No
40205 | 114 LEGION AVE. |  |  |  | Non-Lead - Copper | [8 empty] | Non-Lead - Copper |  |  | Field inspection only with no records | Yes | Visual inspection at the meter pit | 2024-09-25 |  | Non-Lead | No | [5 empty] | No
40210 | 352 ST. THOMAS ST. |  |  |  | Non-Lead - Copper | [8 empty] | Non-Lead - Copper |  |  | Field inspection only with no records | Yes | Visual inspection at the meter pit | 2013-03-17 |  | Non-Lead | No | [5 empty] | No
40215 | 344 ST. THOMAS ST. |  |  |  | Non-Lead - Copper | [8 empty] | Non-Lead - Copper |  |  | Other | Yes | Customer self-identification | 2024-02-21 |  | Non-Lead | No | [5 empty] | No
40220 | 410 SPRING ST. |  |  |  | Non-Lead - Copper | [8 empty] | Non-Lead - Copper |  |  | Other | Yes | Customer self-identification | 2024-02-22 |  | Non-Lead | No | [5 empty] | No
40225 | 412 SPRING ST. |  |  |  | Non-Lead - Copper | [8 empty] | Non-Lead - Copper |  |  | Other | No | Other | 2024-09-26 |  | Non-Lead | No | [5 empty] | No
40226 | 414 SPRING ST. |  |  |  | Non-Lead - Copper | [8 empty] | Non-Lead - Copper |  |  | Other | Yes | Customer self-identification | 2024-02-22 |  | Non-Lead | No | [5 empty] | No
40227 | 416 SPRING ST. |  |  |  | Non-Lead - Copper | [8 empty] | Non-Lead - Copper |  |  | Other | Yes | Customer self-identification | 2024-02-22 |  | Non-Lead | No | [5 empty] | No
40228 | 418 SPRING ST. |  |  |  | Non-Lead - Copper | [8 empty] | Non-Lead - Copper |  |  | Other | Yes | Customer self-identification | 2024-02-22 |  | Non-Lead | No | [5 empty] | No
40230 | 420 SPRING ST. |  |  |  | Non-Lead - Copper | [8 empty] | Non-Lead - Copper |  |  | Other | Yes | Customer self-identification | 2024-04-07 |  | Non-Lead | No | [5 empty] | No
40235 | 426 SPRING ST. |  |  |  | Non-Lead - Copper | [8 empty] | Non-Lead - Copper |  |  | Other | Yes | Customer self-identification | 2024-02-29 |  | Non-Lead | No | [5 empty] | No
40240 | 430 SPRING ST. |  |  |  | Non-Lead - Copper | [8 empty] | Non-Lead - Copper |  |  | Other | Yes | Customer self-identification | 2024-03-22 |  | Non-Lead | No | [5 empty] | No
40243 | 425 SPRING ST. |  |  |  | Non-Lead - Copper |  |  |  | Installation date after lead ban |  |  |  |  | Non-Lead - Copper |  |  | Other | Yes | Customer self-identification | 2024-03-26 |  | Non-Lead | No | [5 empty] | No
40245 | 213 - 7TH AVE. |  |  |  | Non-Lead - Copper | [8 empty] | Non-Lead - Copper |  |  | Other | Yes | Customer self-identification | 2024-02-19 |  | Non-Lead | No | [5 empty] | Yes
40250 | 207 - 7TH AVE. |  |  |  | Non-Lead - Copper | [8 empty] | Non-Lead - Copper |  |  | Other | Yes | Customer self-identification | 2024-03-13 |  | Non-Lead | No | [5 empty] | No
40255 | 200 - 7TH AVE. |  |  |  | Non-Lead - Copper | [8 empty] | Non-Lead - Copper |  |  | Other | Yes | Customer self-identification | 2024-02-20 |  | Non-Lead | No | [5 empty] | No
40265 | 201 - 7TH AVE. |  |  |  | Non-Lead - Copper | [8 empty] | Non-Lead - Copper |  |  | Field inspection only with no records | Yes | Visual inspection at the meter pit | 2024-09-26 |  | Non-Lead | No | [5 empty] | No
40270 | 194 - 7TH AVE. |  |  |  | Non-Lead - Copper | [8 empty] | Non-Lead - Copper |  |  | Field inspection only with no records | Yes | Visual inspection at the meter pit | 2024-09-26 |  | Non-Lead | No | [5 empty] | No
40275 | 197 - 7TH AVE. |  |  |  | Non-Lead - Copper | [8 empty] | Non-Lead - Copper |  |  | Other | Yes | Customer self-identification | 2024-04-30 |  | Non-Lead | No | [5 empty] | No
40280 | 193 - 7TH AVE. |  |  |  | Non-Lead - Copper | [8 empty] | Non-Lead - Copper |  |  | Other | Yes | Customer self-identification | 2024-02-17 |  | Non-Lead | No | [5 empty] | No
40285 | 190 - 7TH AVE. |  |  |  | Non-Lead - Copper | [8 empty] | Non-Lead - Copper |  |  | Field inspection only with no records | Yes | Visual inspection at the meter pit | 2024-09-26 |  | Non-Lead | No | [5 empty] | No
40290 | 189 - 7TH AVE. |  |  |  | Non-Lead - Copper | [8 empty] | Non-Lead - Copper |  |  | Other | Yes | Customer self-identification | 2024-02-17 |  | Non-Lead | No | [5 empty] | No
40295 | 406 WINTER ST. |  |  |  | Non-Lead - Copper | [8 empty] | Non-Lead - Copper |  |  | Field inspection only with no records | Yes | Visual inspection at the meter pit | 2024-09-26 |  | Non-Lead | No | [5 empty] | No
40300 | 410 WINTER ST. |  |  |  | Non-Lead - Copper | [8 empty] | Non-Lead - Copper |  |  | Other | Yes | Customer self-identification | 2024-04-30 |  | Non-Lead | No | [5 empty] | No
40305 | 414 WINTER ST., MADAWASKA |  |  |  | Non-Lead - Copper | [8 empty] | Non-Lead - Copper |  |  | Field inspection only with no records | Yes | Visual inspection at the meter pit | 2023-03-22 |  | Non-Lead | No | [5 empty] | No
40310 | 420 WINTER ST. |  |  |  | Non-Lead - Copper | [8 empty] | Non-Lead - Copper |  |  | Other | Yes | Customer self-identification | 2024-02-20 |  | Non-Lead | No | [5 empty] | No
40315 | 426 WINTER ST., MADAWASKA |  |  |  | Non-Lead - Copper | [8 empty] | Non-Lead - Copper |  |  | Other | Yes | Customer self-identification | 2024-05-02 |  | Non-Lead | No | [5 empty] | No
40320 | 430 WINTER ST. |  |  |  | Non-Lead - Copper | [8 empty] | Non-Lead - Copper |  |  | Other | Yes | Customer self-identification | 2024-03-18 |  | Non-Lead | No | [5 empty] | No
40325 | 433 WINTER ST. |  |  |  | Non-Lead - Copper | [8 empty] | Non-Lead - Copper |  |  | Other | Yes | Customer self-identification | 2024-01-17 |  | Non-Lead | No | [5 empty] | No
40330 | 429 WINTER ST. |  |  |  | Non-Lead - Copper | [8 empty] | Non-Lead - Copper |  |  | Field inspection only with no records | Yes | Visual inspection at the meter pit | 2024-09-26 |  | Non-Lead | No | [5 empty] | No
40335 | 425 WINTER ST., MADAWASKA |  |  |  | Non-Lead - Copper | [8 empty] | Non-Lead - Copper |  |  | Field inspection only with no records | Yes | Visual inspection at the meter pit | 2017-08-28 |  | Non-Lead | No | [5 empty] | No
40340 | 419 WINTER ST. |  |  |  | Non-Lead - Copper | [8 empty] | Non-Lead - Copper |  |  | Other | Yes | Customer self-identification | 2024-02-17 |  | Non-Lead | No | [5 empty] | No
40345 | 413 WINTER ST. |  |  |  | Non-Lead - Copper | [8 empty] | Non-Lead - Copper |  |  | Field inspection only with no records | Yes | Visual inspection at the meter pit | 2024-09-26 |  | Non-Lead | No | [5 empty] | No
40350 | 185 - 7TH AVE. |  |  |  | Non-Lead - Copper | [8 empty] | Non-Lead - Copper |  |  | Field inspection only with no records | Yes | Visual inspection at the meter pit | 2014-07-18 |  | Non-Lead | No | [5 empty] | No
40355 | 184 - 7TH AVE. |  |  |  | Non-Lead - Copper | [8 empty] | Non-Lead - Copper |  |  | Field inspection only with no records | Yes | Visual inspection at the meter pit | 2024-09-26 |  | Non-Lead | No | [5 empty] | No
40360 | 181 - 7TH AVE. |  |  |  | Non-Lead - Copper | [8 empty] | Non-Lead - Copper |  |  | Other | Yes | Customer self-identification | 2024-02-16 |  | Non-Lead | No | [5 empty] | No
40365 | 174 - 7TH AVE. |  |  |  | Non-Lead - Copper | [8 empty] | Non-Lead - Copper |  |  | Field inspection only with no records | Yes | Visual inspection at the meter pit | 2024-09-26 |  | Non-Lead | No | [5 empty] | No
40370 | 406 SUMMER ST. |  |  |  | Non-Lead - Copper | [8 empty] | Non-Lead - Copper |  |  | Other | Yes | Customer self-identification | 2024-03-20 |  | Non-Lead | No | [5 empty] | No
40375 | 410 SUMMER ST. |  |  |  | Non-Lead - Copper | [8 empty] | Non-Lead - Copper |  |  | Other | Yes | Customer self-identification | 2024-04-11 |  | Non-Lead | No | [5 empty] | No
40380 | 414 SUMMER ST. |  |  |  | Non-Lead - Copper | [8 empty] | Non-Lead - Copper |  |  | Other | Yes | Customer self-identification | 2024-02-17 |  | Non-Lead | No | [5 empty] | No
40385 | 422 SUMMER ST. |  |  |  | Non-Lead - Copper | [8 empty] | Non-Lead - Copper |  |  | Other | Yes | Customer self-identification | 2024-02-17 |  | Non-Lead | No | [5 empty] | No
40390 | 426 SUMMER ST. |  |  |  | Non-Lead - Copper | [8 empty] | Non-Lead - Copper |  |  | Other | Yes | Customer self-identification | 2024-02-16 |  | Non-Lead | No | [5 empty] | No
40395 | 430 SUMMER ST. |  |  |  | Non-Lead - Copper | [8 empty] | Non-Lead - Copper |  |  | Other | Yes | Customer self-identification | 2024-02-16 |  | Non-Lead | No | [5 empty] | No
40400 | 434 SUMMER ST. |  |  |  | Non-Lead - Copper | [8 empty] | Non-Lead - Copper |  |  | Other | Yes | Customer self-identification | 2024-09-04 |  | Non-Lead | No | [5 empty] | No
40405 | 438 SUMMER ST. |  |  |  | Non-Lead - Copper | [8 empty] | Non-Lead - Copper |  |  | Other | Yes | Customer self-identification | 2024-03-26 |  | Non-Lead | No | [5 empty] | No
40410 | 446 SUMMER ST. |  |  |  | Non-Lead - Copper | [8 empty] | Non-Lead - Copper | 1989 |  | Installation date after lead ban | Yes | Customer self-identification | 2024-03-25 |  | Non-Lead | No | [5 empty] | No
40415 | 462 SUMMER ST. |  |  |  | Non-Lead - Copper | [8 empty] | Non-Lead - Copper | 1986 |  | Installation date after lead ban | Yes | Customer self-identification | 2024-03-26 |  | Non-Lead | No | [5 empty] | No
40420 | 474 SUMMER ST. |  |  |  | Non-Lead - Copper | [8 empty] | Non-Lead - Copper |  |  | Field inspection only with no records | Yes | Visual inspection at the meter pit | 2017-05-23 |  | Non-Lead | No | [5 empty] | No
40425 | 499 SUMMER ST. |  |  |  | Non-Lead - Copper | [8 empty] | Non-Lead - Copper | 1986 |  | Installation date after lead ban | Yes | Customer self-identification | 2024-03-22 |  | Non-Lead | No | [5 empty] | No
40430 | 495 SUMMER ST. |  |  |  | Non-Lead - Copper | [8 empty] | Non-Lead - Copper |  |  | Other | Yes | Customer self-identification | 2024-02-17 |  | Non-Lead | No | [5 empty] | No
40435 | 491 SUMMER ST. |  |  |  | Non-Lead - Copper | [8 empty] | Non-Lead - Copper |  |  | Other | Yes | Customer self-identification | 2024-02-16 |  | Non-Lead | No | [5 empty] | No
40440 | 487 SUMMER ST. |  |  |  | Non-Lead - Copper | [8 empty] | Non-Lead - Copper |  |  | Other | Yes | Customer self-identification | 2024-02-23 |  | Non-Lead | No | [5 empty] | Yes
40445 | 483 SUMMER ST. |  |  |  | Non-Lead - Copper | [8 empty] | Non-Lead - Copper |  |  | Other | Yes | Customer self-identification | 2024-03-14 |  | Non-Lead | No | [5 empty] | No
40450 | 479 SUMMER ST. |  |  |  | Non-Lead - Copper | [8 empty] | Non-Lead - Copper |  |  | Other | Yes | Customer self-identification | 2024-02-17 |  | Non-Lead | No | [5 empty] | No
40453 | 473 SUMMER ST. |  |  |  | Non-Lead - Copper | [8 empty] | Non-Lead - Copper | 2000 |  | Installation date after lead ban | Yes | Customer self-identification | 2024-03-20 |  | Non-Lead | No | [5 empty] | No
40455 | 457 SUMMER ST. |  |  |  | Non-Lead - Copper | [8 empty] | Non-Lead - Copper |  |  | Other | Yes | Customer self-identification | 2024-02-16 |  | Non-Lead | No | [5 empty] | No
40460 | 464 GRANDVIEW AVE. |  |  |  | Non-Lead - Copper | [8 empty] | Non-Lead - Copper |  |  | Other | Yes | Customer self-identification | 2024-02-17 |  | Non-Lead | No | [5 empty] | No
40465 | 470 GRANDVIEW AVE. |  |  |  | Non-Lead - Copper | [8 empty] | Non-Lead - Copper | 1986 |  | Installation date after lead ban | Yes | Customer self-identification | 2024-03-26 |  | Non-Lead | No | [5 empty] | Yes
40470 | 474 GRANDVIEW AVE. |  |  |  | Non-Lead - Copper | [8 empty] | Non-Lead - Copper | 1985 |  | Other | Yes | Customer self-identification | 2024-05-14 |  | Non-Lead | No | [5 empty] | No
40475 | 478 GRANDVIEW AVE. |  |  |  | Non-Lead - Copper | [8 empty] | Non-Lead - Copper |  |  | Other | Yes | Customer self-identification | 2024-05-15 |  | Non-Lead | No | [5 empty] | No
40480 | 482 GRANDVIEW AVE. |  |  |  | Non-Lead - Copper | [8 empty] | Non-Lead - Copper | 1990 |  | Installation date after lead ban | Yes | Customer self-identification | 2024-03-27 |  | Non-Lead | No | [5 empty] | No
40481 | 490 GRANDVIEW AVE. |  |  |  | Non-Lead - Copper | [8 empty] | Non-Lead - Copper | 1993 |  | Installation date after lead ban | Yes | Other | 2024-09-26 |  | Non-Lead | No | [5 empty] | No
40482 | 494 GRANDVIEW AVE. |  |  |  | Non-Lead - Copper | [8 empty] | Non-Lead - Copper | 1993 |  | Installation date after lead ban | Yes | Customer self-identification | 2024-06-05 |  | Non-Lead | No | [5 empty] | No
40483 | 497 GRANDVIEW AVE. |  |  |  | Non-Lead - Copper | [8 empty] | Non-Lead - Copper | 1995 |  | Installation date after lead ban | Yes | Customer self-identification | 2024-06-14 |  | Non-Lead | No | [5 empty] | No
40484 | 498 GRANDVIEW AVE. |  |  |  | Non-Lead - Copper | [8 empty] | Non-Lead - Copper |  |  | Other | Yes | Customer self-identification | 2024-02-16 |  | Non-Lead | No | [5 empty] | No
40485 | 489 GRANDVIEW AVE. |  |  |  | Non-Lead - Copper | [8 empty] | Non-Lead - Copper | 1990 |  | Installation date after lead ban | Yes | Customer self-identification | 2024-03-11 |  | Non-Lead | No | [5 empty] | No
40490 | 481 GRANDVIEW AVE. |  |  |  | Non-Lead - Copper | [8 empty] | Non-Lead - Copper |  |  | Other | Yes | Customer self-identification | 2024-02-25 |  | Non-Lead | No | [5 empty] | No
40495 | 475 GRANDVIEW AVE. |  |  |  | Non-Lead - Copper | [8 empty] | Non-Lead - Copper | 1985 |  | Other | Yes | Customer self-identification | 2024-02-21 |  | Non-Lead | No | [5 empty] | No
40500 | 467 GRANDVIEW AVE. |  |  |  | Non-Lead - Copper | [8 empty] | Non-Lead - Copper | 1986 |  | Installation date after lead ban | Yes | Customer self-identification | 2024-02-17 |  | Non-Lead | No | [5 empty] | No
40502 | 480 RIDGEVIEW AVE. |  |  |  | Non-Lead - Other | [8 empty] | Non-Lead - Other |  |  | Previous Materials Evaluation | Yes | Visual inspection at the meter pit | 2024-09-26 |  | Non-Lead | No | [5 empty] | No
40505 | 190 BROOKWOOD ST. |  |  |  | Non-Lead - Copper | [8 empty] | Non-Lead - Copper | 1987 |  | Installation date after lead ban | Yes | Customer self-identification | 2024-02-18 |  | Non-Lead | No | [5 empty] | No
40510 | 449 SUMMER ST. |  |  |  | Non-Lead - Copper | [8 empty] | Non-Lead - Copper |  |  | Other | Yes | Customer self-identification | 2024-02-19 |  | Non-Lead | No | [5 empty] | No
40515 | 439 SUMMER ST. |  |  |  | Non-Lead - Copper | [8 empty] | Non-Lead - Copper |  |  | Other | Yes | Customer self-identification | 2024-04-02 |  | Non-Lead | No | [5 empty] | No
40520 | 435 SUMMER ST. |  |  |  | Non-Lead - Copper | [8 empty] | Non-Lead - Copper |  |  | Other | Yes | Customer self-identification | 2024-03-18 |  | Non-Lead | No | [5 empty] | No
40525 | 431 SUMMER ST. |  |  |  | Non-Lead - Copper | [8 empty] | Non-Lead - Copper |  |  | Field inspection only with no records | Yes | Visual inspection at the meter pit | 2024-09-26 |  | Non-Lead | No | [5 empty] | No
40530 | 425 SUMMER ST. |  |  |  | Non-Lead - Copper | [8 empty] | Non-Lead - Copper |  |  | Field inspection only with no records | Yes | Visual inspection at the meter pit | 2024-09-26 |  | Non-Lead | No | [5 empty] | No
40535 | 419 SUMMER ST. |  |  |  | Non-Lead - Copper | [8 empty] | Non-Lead - Copper |  |  | Other | Yes | Customer self-identification | 2024-02-17 |  | Non-Lead | No | [5 empty] | No
40540 | 415 SUMMER ST. |  |  |  | Non-Lead - Copper | [8 empty] | Non-Lead - Copper |  |  | Other | Yes | Customer self-identification | 2024-03-28 |  | Non-Lead | No | [5 empty] | No
40545 | 409 SUMMER ST. |  |  |  | Non-Lead - Copper | [8 empty] | Non-Lead - Copper |  |  | Other | Yes | Customer self-identification | 2024-02-16 |  | Non-Lead | No | [5 empty] | No
40550 | 180 - 7TH AVE. |  |  |  | Non-Lead - Copper | [8 empty] | Non-Lead - Copper |  |  | Field inspection only with no records | Yes | Visual inspection at the meter pit | 2024-09-26 |  | Non-Lead | No | [5 empty] | No
40555 | 177 - 7TH AVE. |  |  |  | Non-Lead - Copper | [8 empty] | Non-Lead - Copper |  |  | Other | Yes | Customer self-identification | 2024-02-23 |  | Non-Lead | No | [5 empty] | No
40560 | 175 - 7TH AVE. |  |  |  | Non-Lead - Copper | [8 empty] | Non-Lead - Copper |  |  | Field inspection only with no records | Yes | Visual inspection at the meter pit | 2024-09-26 |  | Non-Lead | No | [5 empty] | No
40565 | 173 - 7TH AVE. |  |  |  | Non-Lead - Copper | [8 empty] | Non-Lead - Copper |  |  | Field inspection only with no records | Yes | Visual inspection at the meter pit | 2020-02-04 |  | Non-Lead | No | [5 empty] | No
40570 | 169 - 7TH AVE. |  |  |  | Non-Lead - Copper | [8 empty] | Non-Lead - Copper |  |  | Other | Yes | Customer self-identification | 2024-06-09 |  | Non-Lead | No | [5 empty] | No
40575 | 165 - 7TH AVE. |  |  |  | Non-Lead - Copper | [8 empty] | Non-Lead - Copper |  |  | Other | Yes | Customer self-identification | 2024-02-17 |  | Non-Lead | No | [5 empty] | No
40580 | 161 - 7TH AVE. |  |  |  | Non-Lead - Copper | [8 empty] | Non-Lead - Copper |  |  | Previous Materials Evaluation | Yes | Other | 2024-09-26 |  | Non-Lead | No | [5 empty] | No
40585 | 159 - 7TH AVE. |  |  |  | Non-Lead - Copper | [8 empty] | Non-Lead - Copper |  |  | Other | Yes | Customer self-identification | 2024-03-04 |  | Non-Lead | No | [5 empty] | No
40590 | 157 - 7TH AVE. |  |  |  | Non-Lead - Copper | [8 empty] | Non-Lead - Copper |  |  | Other | Yes | Customer self-identification | 2024-04-11 |  | Non-Lead | No | [5 empty] | No
40595 | 397 FRENCH ST. |  |  |  | Non-Lead - Copper | [8 empty] | Non-Lead - Copper |  |  | Other | Yes | Customer self-identification | 2024-03-25 |  | Non-Lead | No | [5 empty] | No
40600 | 160 - 7TH AVE. |  |  |  | Non-Lead - Other | [8 empty] | Non-Lead - Other |  |  | Previous Materials Evaluation | Yes | Visual inspection at the meter pit | 2024-09-26 |  | Non-Lead | No | [5 empty] | No
40605 | 135 - 7TH AVE. |  |  |  | Non-Lead - Other | [8 empty] | Non-Lead - Other |  |  | Previous Materials Evaluation | Yes | Visual inspection at the meter pit | 2024-09-26 |  | Non-Lead | No | [5 empty] | No
40610 | 391 FRENCH ST., MADAWASKA |  |  |  | Non-Lead - Copper | [8 empty] | Non-Lead - Copper |  |  | Field inspection only with no records | Yes | Visual inspection at the meter pit | 2024-09-26 |  | Non-Lead | No | [5 empty] | No
40615 | 387 FRENCH ST. |  |  |  | Non-Lead - Copper | [8 empty] | Non-Lead - Copper |  |  | Field inspection only with no records | Yes | Visual inspection at the meter pit | 2024-09-26 |  | Non-Lead | No | [5 empty] | No
40620 | 152 MOUNTAINVIEW AVE. |  |  |  | Non-Lead - Copper | [8 empty] | Non-Lead - Copper |  |  | Other | Yes | Customer self-identification | 2024-02-18 |  | Non-Lead | No | [5 empty] | No
40625 | 156 MOUNTAINVIEW AVE. |  |  |  | Non-Lead - Copper | [8 empty] | Non-Lead - Copper |  |  | Other | Yes | Customer self-identification | 2024-03-22 |  | Non-Lead | No | [5 empty] | No
40630 | 158 MOUNTAINVIEW AVE. |  |  |  | Non-Lead - Copper | [8 empty] | Non-Lead - Copper |  |  | Other | Yes | Customer self-identification | 2024-03-12 |  | Non-Lead | No | [5 empty] | No
40635 | 160 MOUNTAINVIEW AVE. (office, residence) |  |  |  | Non-Lead - Copper | [8 empty] | Non-Lead - Copper |  |  | Field inspection only with no records | Yes | Visual inspection at the meter pit | 2013-09-17 |  | Non-Lead | No | [5 empty] | No
40640 | 164 MOUNTAINVIEW AVE. |  |  |  | Non-Lead - Copper | [8 empty] | Non-Lead - Copper |  |  | Other | Yes | Customer self-identification | 2024-03-09 |  | Non-Lead | No | [5 empty] | No
40645 | 166 MOUNTAINVIEW AVE. |  |  |  | Non-Lead - Copper | [8 empty] | Non-Lead - Copper |  |  | Other | Yes | Customer self-identification | 2024-02-01 |  | Non-Lead | No | [5 empty] | No
40650 | 168 MOUNTAINVIEW AVE. |  |  |  | Non-Lead - Copper | [8 empty] | Non-Lead - Copper |  |  | Other | Yes | Customer self-identification | 2024-03-14 |  | Non-Lead | No | [5 empty] | No
40670 | 172 MOUNTAINVIEW AVE. |  |  |  | Non-Lead - Copper | [8 empty] | Non-Lead - Copper |  |  | Other | Yes | Customer self-identification | 2024-02-16 |  | Non-Lead | No | [5 empty] | No
40675 | 176 MOUNTAINVIEW AVE. |  |  |  | Non-Lead - Copper | [8 empty] | Non-Lead - Copper |  |  | Other | Yes | Customer self-identification | 2024-02-19 |  | Non-Lead | No | [5 empty] | No
40680 | 180 MOUNTAINVIEW AVE. |  |  |  | Non-Lead - Copper | [8 empty] | Non-Lead - Copper |  |  | Other | Yes | Customer self-identification | 2024-02-21 |  | Non-Lead | No | [5 empty] | No
40685 | 184 MOUNTAINVIEW AVE. |  |  |  | Non-Lead - Copper | [8 empty] | Non-Lead - Plastic |  |  | Other | Yes | Customer self-identification | 2024-05-22 |  | Non-Lead | No | [5 empty] | No
40690 | 186 MOUNTAINVIEW AVE. |  |  |  | Non-Lead - Copper | [8 empty] | Non-Lead - Copper |  |  | Field inspection only with no records | Yes | Visual inspection at the meter pit | 2021-04-09 |  | Non-Lead | No | [5 empty] | No
40695 | 188 MOUNTAINVIEW AVE. |  |  |  | Non-Lead - Copper | [8 empty] | Non-Lead - Copper |  |  | Field inspection only with no records | Yes | Visual inspection at the meter pit | 2011-12-14 |  | Non-Lead | No | [5 empty] | No
40700 | 190 MOUNTAINVIEW AVE. |  |  |  | Non-Lead - Copper | [8 empty] | Non-Lead - Copper |  |  | Other | Yes | Customer self-identification | 2024-02-17 |  | Non-Lead | No | [5 empty] | No
40705 | 196 MOUNTAINVIEW AVE. |  |  |  | Non-Lead - Copper | [8 empty] | Non-Lead - Copper |  |  | Field inspection only with no records | Yes | Visual inspection at the meter pit | 2024-09-26 |  | Non-Lead | No | [5 empty] | No
40710 | 198 MOUNTAINVIEW AVE., MADAWASKA |  |  |  | Non-Lead - Copper | [8 empty] | Non-Lead - Copper |  |  | Field inspection only with no records | Yes | Visual inspection at the meter pit | 2019-09-17 |  | Non-Lead | No | [5 empty] | No
40715 | 202 MOUNTAINVIEW AVE. |  |  |  | Non-Lead - Copper | [8 empty] | Non-Lead - Copper |  |  | Field inspection only with no records | Yes | Visual inspection at the meter pit | 2024-09-13 |  | Non-Lead | No | [5 empty] | No
40720 | 206 MOUNTAINVIEW AVE. |  |  |  | Non-Lead - Copper | [8 empty] | Non-Lead - Plastic |  |  | Field inspection only with no records | Yes | Visual inspection at the meter pit | 2024-09-26 |  | Non-Lead | No | [5 empty] | No
40725 | 210 MOUNTAINVIEW AVE. |  |  |  | Non-Lead - Copper | [8 empty] | Non-Lead - Copper |  |  | Other | Yes | Customer self-identification | 2024-05-20 |  | Non-Lead | No | [5 empty] | No
40730 | 214 MOUNTAINVIEW AVE. |  |  |  | Non-Lead - Copper | [8 empty] | Non-Lead - Copper |  |  | Other | Yes | Customer self-identification | 2024-05-20 |  | Non-Lead | No | [5 empty] | No
40733 | 215 MOUNTAINVIEW AVE. |  |  |  | Non-Lead - Copper | [8 empty] | Non-Lead - Copper | 2000 |  | Installation date after lead ban | Yes | Customer self-identification | 2024-03-20 |  | Non-Lead | No | [5 empty] | No
40735 | 211 MOUNTAINVIEW AVE. |  |  |  | Non-Lead - Copper | [8 empty] | Non-Lead - Copper |  |  | Other | Yes | Customer self-identification | 2024-02-21 |  | Non-Lead | No | [5 empty] | No
40740 | 207 MOUNTAINVIEW AVE. |  |  |  | Non-Lead - Copper | [8 empty] | Non-Lead - Copper |  |  | Field inspection only with no records | Yes | Visual inspection at the meter pit | 2024-09-26 |  | Non-Lead | No | [5 empty] | No
40745 | 203 MOUNTAINVIEW AVE. |  |  |  | Non-Lead - Copper | [8 empty] | Non-Lead - Copper |  |  | Other | Yes | Other | 2024-09-26 |  | Non-Lead | No | [5 empty] | No
40750 | 199 MOUNTAINVIEW AVE. |  |  |  | Non-Lead - Copper | [8 empty] | Non-Lead - Copper |  |  | Other | Yes | Customer self-identification | 2024-04-11 |  | Non-Lead | No | [5 empty] | No
40755 | 197 MOUNTAINVIEW AVE. |  |  |  | Non-Lead - Copper | [8 empty] | Non-Lead - Copper |  |  | Field inspection only with no records | Yes | Visual inspection at the meter pit | 2011-05-10 |  | Non-Lead | No | [5 empty] | No
40760 | 195 MOUNTAINVIEW AVE. |  |  |  | Non-Lead - Copper | [8 empty] | Non-Lead - Copper |  |  | Other | Yes | Customer self-identification | 2024-04-22 |  | Non-Lead | No | [5 empty] | No
40765 | 191 MOUNTAINVIEW AVE. |  |  |  | Non-Lead - Copper | [8 empty] | Non-Lead - Copper |  |  | Other | Yes | Customer self-identification | 2024-02-19 |  | Non-Lead | No | [5 empty] | No
40770 | 187 MOUNTAINVIEW AVE. |  |  |  | Non-Lead - Copper | [8 empty] | Non-Lead - Plastic |  |  | Other | Yes | Customer self-identification | 2024-03-22 |  | Non-Lead | No | [5 empty] | No
40775 | 185 MOUNTAINVIEW AVE. |  |  |  | Non-Lead - Copper | [8 empty] | Non-Lead - Copper |  |  | Other | Yes | Customer self-identification | 2024-03-24 |  | Non-Lead | No | [5 empty] | No
40780 | 183 MOUNTAINVIEW AVE. |  |  |  | Non-Lead - Copper | [8 empty] | Non-Lead - Copper |  |  | Field inspection only with no records | Yes | Visual inspection at the meter pit | 2024-09-26 |  | Non-Lead | No | [5 empty] | No
40785 | 367 SUMMER ST. |  |  |  | Non-Lead - Copper | [8 empty] | Non-Lead - Copper |  |  | Field inspection only with no records | Yes | Visual inspection at the meter pit | 2019-01-16 |  | Non-Lead | No | [5 empty] | No
40790 | 175 MOUNTAINVIEW AVE., MADAWASKA |  |  |  | Non-Lead - Copper | [8 empty] | Non-Lead - Copper |  |  | Other | Yes | Customer self-identification | 2024-02-20 |  | Non-Lead | No | [5 empty] | No
40800 | 173 MOUNTAINVIEW AVE. |  |  |  | Non-Lead - Copper | [8 empty] | Non-Lead - Copper |  |  | Field inspection only with no records | Yes | Visual inspection at the meter pit | 2023-03-27 |  | Non-Lead | No | [5 empty] | No
40805 | 171 MOUNTAINVIEW AVE. |  |  |  | Non-Lead - Copper | [8 empty] | Non-Lead - Copper |  |  | Other | Yes | Customer self-identification | 2024-02-18 |  | Non-Lead | No | [5 empty] | No
40810 | 169 MOUNTAINVIEW AVE. |  |  |  | Non-Lead - Copper | [8 empty] | Non-Lead - Copper |  |  | Other | Yes | Customer self-identification | 2024-02-26 |  | Non-Lead | No | [5 empty] | No
40815 | 167 MOUNTAINVIEW AVE. |  |  |  | Non-Lead - Copper | [8 empty] | Non-Lead - Copper |  |  | Other | Yes | Customer self-identification | 2024-03-10 |  | Non-Lead | No | [5 empty] | No
40820 | 165 MOUNTAINVIEW AVE. |  |  |  | Non-Lead - Copper | [8 empty] | Non-Lead - Copper |  |  | Other | Yes | Customer self-identification | 2024-02-20 |  | Non-Lead | No | [5 empty] | No
40825 | 163 MOUNTAINVIEW AVE., MADAWASKA |  |  |  | Non-Lead - Copper | [8 empty] | Non-Lead - Copper |  |  | Field inspection only with no records | Yes | Visual inspection at the meter pit | 2024-09-26 |  | Non-Lead | No | [5 empty] | No
40830 | 161 MOUNTAINVIEW AVE. |  |  |  | Non-Lead - Copper | [8 empty] | Non-Lead - Copper |  |  | Field inspection only with no records | Yes | Visual inspection at the meter pit | 2024-09-26 |  | Non-Lead | No | [5 empty] | No
40835 | 159 MOUNTAINVIEW AVE. |  |  |  | Non-Lead - Copper | [8 empty] | Non-Lead - Copper |  |  | Other | Yes | Customer self-identification | 2024-04-15 |  | Non-Lead | No | [5 empty] | No
40840 | 157 MOUNTAINVIEW AVE. |  |  |  | Non-Lead - Copper | [8 empty] | Non-Lead - Copper |  |  | Field inspection only with no records | Yes | Visual inspection at the meter pit | 2024-09-26 |  | Non-Lead | No | [5 empty] | No
40845 | 367 FRENCH ST., MADAWASKA |  |  |  | Non-Lead - Copper | [8 empty] | Non-Lead - Copper |  |  | Other | Yes | Customer self-identification | 2024-03-01 |  | Non-Lead | No | [5 empty] | No
50005 | 353 ST. THOMAS ST. |  |  |  | Non-Lead - Copper | [8 empty] | Non-Lead - Copper |  |  | Other | Yes | Customer self-identification | 2024-03-19 |  | Non-Lead | No | [5 empty] | No
50010 | 122 PLEASANT AVE. |  |  |  | Non-Lead - Copper | [8 empty] | Non-Lead - Copper |  |  | Field inspection only with no records | Yes | Other | 2024-09-26 |  | Non-Lead | No | [5 empty] | No
50015 | 124 PLEASANT AVE. |  |  |  | Non-Lead - Copper | [8 empty] | Non-Lead - Copper |  |  | Field inspection only with no records | Yes | Visual inspection at the meter pit | 2024-09-26 |  | Non-Lead | No | [5 empty] | No
50020 | 126 PLEASANT AVE. |  |  |  | Non-Lead - Copper | [8 empty] | Non-Lead - Copper |  |  | Field inspection only with no records | Yes | Visual inspection at the meter pit | 2020-01-27 |  | Non-Lead | No | [5 empty] | No
50025 | 128 PLEASANT AVE. |  |  |  | Non-Lead - Copper | [8 empty] | Non-Lead - Copper |  |  | Field inspection only with no records | Yes | Visual inspection at the meter pit | 2019-04-18 |  | Non-Lead | No | [5 empty] | No
50030 | 132 PLEASANT AVE. |  |  |  | Non-Lead - Copper | [8 empty] | Non-Lead - Copper |  |  | Field inspection only with no records | Yes | Visual inspection at the meter pit | 2017-04-18 |  | Non-Lead | No | [5 empty] | No
50035 | 134 PLEASANT AVE. |  |  |  | Non-Lead - Copper | [8 empty] | Non-Lead - Copper |  |  | Other | Yes | Customer self-identification | 2024-02-17 |  | Non-Lead | No | [5 empty] | No
50045 | 138 PLEASANT AVE. |  |  |  | Non-Lead - Copper | [8 empty] | Non-Lead - Copper |  |  | Field inspection only with no records | Yes | Visual inspection at the meter pit | 2019-06-11 |  | Non-Lead | No | [5 empty] | No
50050 | 139 SCHOOL AVE. |  |  |  | Non-Lead - Copper | [8 empty] | Non-Lead - Copper |  |  | Field inspection only with no records | Yes | Visual inspection at the meter pit | 2017-03-03 |  | Non-Lead | No | [5 empty] | No
50055 | 143 SCHOOL AVE., MADAWASKA |  |  |  | Non-Lead - Copper | [8 empty] | Non-Lead - Copper |  |  | Field inspection only with no records | Yes | Visual inspection at the meter pit | 2011-09-19 |  | Non-Lead | No | [5 empty] | No
50060 | 147 SCHOOL AVE. |  |  |  | Non-Lead - Copper | [8 empty] | Non-Lead - Copper |  |  | Field inspection only with no records | Yes | Visual inspection at the meter pit | 2018-12-21 |  | Non-Lead | No | [5 empty] | No
50065 | 149 SCHOOL AVE. |  |  |  | Non-Lead - Copper | [8 empty] | Non-Lead - Plastic |  |  | Other | Yes | Customer self-identification | 2024-02-18 |  | Non-Lead | No | [5 empty] | No
50067 | 154 PLEASANT AVE. |  |  |  | Non-Lead - Copper | [8 empty] | Non-Lead - Copper |  |  | Field inspection only with no records | Yes | Visual inspection at the meter pit | 2018-06-18 |  | Non-Lead | No | [5 empty] | No
50070 | 156 PLEASANT AVE. |  |  |  | Non-Lead - Copper | [8 empty] | Non-Lead - Copper |  |  | Other | Yes | Customer self-identification | 2024-02-16 |  | Non-Lead | No | [5 empty] | No
50075 | 158 PLEASANT AVE., MADAWASKA |  |  |  | Non-Lead - Copper | [8 empty] | Non-Lead - Copper |  |  | Field inspection only with no records | Yes | Visual inspection at the meter pit | 2024-09-26 |  | Non-Lead | No | [5 empty] | No
50080 | 160 PLEASANT AVE. |  |  |  | Non-Lead - Copper | [8 empty] | Non-Lead - Copper |  |  | Field inspection only with no records | Yes | Visual inspection at the meter pit | 2023-01-12 |  | Non-Lead | No | [5 empty] | No
50085 | 162 PLEASANT AVE. |  |  |  | Non-Lead - Copper | [8 empty] | Non-Lead - Copper |  |  | Field inspection only with no records | Yes | Visual inspection at the meter pit | 2024-09-26 |  | Non-Lead | No | [5 empty] | No
50090 | 164 PLEASANT AVE. |  |  |  | Non-Lead - Copper | [8 empty] | Non-Lead - Copper |  |  | Field inspection only with no records | Yes | Visual inspection at the meter pit | 2024-09-26 |  | Non-Lead | No | [5 empty] | No
50095 | 166 PLEASANT AVE. |  |  |  | Non-Lead - Copper | [8 empty] | Non-Lead - Copper |  |  | Other | Yes | Customer self-identification | 2024-02-16 |  | Non-Lead | No | [5 empty] | No
50100 | 168 PLEASANT AVE. |  |  |  | Non-Lead - Copper | [8 empty] | Non-Lead - Copper |  |  | Field inspection only with no records | Yes | Visual inspection at the meter pit | 2016-06-20 |  | Non-Lead | No | [5 empty] | No
50105 | 170 PLEASANT AVE. |  |  |  | Non-Lead - Copper | [8 empty] | Non-Lead - Copper |  |  | Field inspection only with no records | Yes | Visual inspection at the meter pit | 2024-09-26 |  | Non-Lead | No | [5 empty] | No
50110 | 172 PLEASANT AVE. |  |  |  | Non-Lead - Copper | [8 empty] | Non-Lead - Copper |  |  | Field inspection only with no records | Yes | Visual inspection at the meter pit | 2024-09-26 |  | Non-Lead | No | [5 empty] | No
50115 | 174 PLEASANT AVE. |  |  |  | Non-Lead - Copper | [8 empty] | Non-Lead - Copper |  |  | Field inspection only with no records | Yes | Visual inspection at the meter pit | 2024-09-26 |  | Non-Lead | No | [5 empty] | No
50120 | 176 PLEASANT AVE. |  |  |  | Non-Lead - Copper | [8 empty] | Non-Lead - Copper |  |  | Other | Yes | Customer self-identification | 2024-04-11 |  | Non-Lead | No | [5 empty] | No
50125 | 180 PLEASANT AVE. |  |  |  | Non-Lead - Copper | [8 empty] | Non-Lead - Copper |  |  | Other | Yes | Customer self-identification | 2024-02-16 |  | Non-Lead | No | [5 empty] | No
50130 | 184 PLEASANT AVE. |  |  |  | Non-Lead - Copper | [8 empty] | Non-Lead - Copper |  |  | Other | Yes | Customer self-identification | 2024-05-18 |  | Non-Lead | No | [5 empty] | No
50135 | 186 PLEASANT AVE. |  |  |  | Non-Lead - Copper | [8 empty] | Non-Lead - Plastic |  |  | Other | Yes | Customer self-identification | 2024-03-22 |  | Non-Lead | No | [5 empty] | No
50140 | 188 PLEASANT AVE |  |  |  | Non-Lead - Copper | [8 empty] | Non-Lead - Copper |  |  | Field inspection only with no records | Yes | Visual inspection at the meter pit | 2019-12-20 |  | Non-Lead | No | [5 empty] | No
50145 | 190 PLEASANT AVE. |  |  |  | Non-Lead - Copper | [8 empty] | Non-Lead - Copper |  |  | Field inspection only with no records | Yes | Visual inspection at the meter pit | 2024-09-26 |  | Non-Lead | No | [5 empty] | No
50150 | 194 PLEASANT AVE |  |  |  | Non-Lead - Copper | [8 empty] | Non-Lead - Copper |  |  | Other | Yes | Customer self-identification | 2024-02-16 |  | Non-Lead | No | [5 empty] | No
50155 | 196 PLEASANT AVE. |  |  |  | Non-Lead - Copper | [8 empty] | Non-Lead - Copper |  |  | Field inspection only with no records | Yes | Visual inspection at the meter pit | 2019-07-30 |  | Non-Lead | No | [5 empty] | No
50160 | 198 PLEASANT AVE. |  |  |  | Non-Lead - Copper | [8 empty] | Non-Lead - Copper |  |  | Field inspection only with no records | Yes | Visual inspection at the meter pit | 2024-09-26 |  | Non-Lead | No | [5 empty] | No
50165 | 202 PLEASANT AVE. |  |  |  | Non-Lead - Copper | [8 empty] | Non-Lead - Copper |  |  | Other | Yes | Customer self-identification | 2024-02-19 |  | Non-Lead | No | [5 empty] | No
50170 | 204 PLEASANT AVE. |  |  |  | Non-Lead - Copper | [8 empty] | Non-Lead - Copper |  |  | Other | Yes | Customer self-identification | 2024-02-18 |  | Non-Lead | No | [5 empty] | No
50175 | 210 PLEASANT AVE. |  |  |  | Non-Lead - Copper | [8 empty] | Non-Lead - Copper |  |  | Field inspection only with no records | Yes | Visual inspection at the meter pit | 2020-08-14 |  | Non-Lead | No | [5 empty] | No
50180 | 214 PLEASANT AVE. |  |  |  | Non-Lead - Copper | [8 empty] | Non-Lead - Copper |  |  | Previous Materials Evaluation | Yes | Other | 2024-09-26 |  | Non-Lead | No | [5 empty] | No
50183 | 213 PLEASANT AVE. |  |  |  | Non-Lead - Copper | [8 empty] | Non-Lead - Copper |  |  | Other | Yes | Customer self-identification | 2024-02-27 |  | Non-Lead | No | [5 empty] | No
50184 | 213 PLEASANT AVE. (garage) |  |  |  | Non-Lead - Copper | [8 empty] | Non-Lead - Copper |  |  | Installation date after lead ban | Yes | Other | 2024-09-26 |  | Non-Lead | No | [5 empty] | No
50185 | 205 PLEASANT AVE. |  |  |  | Non-Lead - Copper | [8 empty] | Non-Lead - Copper |  |  | Field inspection only with no records | Yes | Visual inspection at the meter pit | 2024-09-26 |  | Non-Lead | No | [5 empty] | No
50190 | 201 PLEASANT AVE. |  |  |  | Non-Lead - Copper | [8 empty] | Non-Lead - Copper |  |  | Other | Yes | Customer self-identification | 2024-02-19 |  | Non-Lead | No | [5 empty] | No
50195 | 195 PLEASANT AVE. |  |  |  | Non-Lead - Copper | [8 empty] | Non-Lead - Copper |  |  | Other | Yes | Customer self-identification | 2024-03-14 |  | Non-Lead | No | [5 empty] | No
50200 | 191 PLEASANT AVE. |  |  |  | Non-Lead - Copper | [8 empty] | Non-Lead - Copper |  |  | Previous Materials Evaluation | Yes | Other | 2024-09-26 |  | Non-Lead | No | [5 empty] | No
50205 | 189 PLEASANT AVE., MADAWASKA |  |  |  | Non-Lead - Copper | [8 empty] | Non-Lead - Copper |  |  | Other | Yes | Customer self-identification | 2024-02-29 |  | Non-Lead | No | [5 empty] | No
50210 | 187 PLEASANT AVE., MADAWASKA |  |  |  | Non-Lead - Copper | [8 empty] | Non-Lead - Copper |  |  | Field inspection only with no records | Yes | Visual inspection at the meter pit | 2020-04-30 |  | Non-Lead | No | [5 empty] | No
50215 | 183 PLEASANT AVE. |  |  |  | Non-Lead - Copper | [8 empty] | Non-Lead - Copper |  |  | Other | Yes | Customer self-identification | 2024-02-18 |  | Non-Lead | No | [5 empty] | No
50220 | 179 PLEASANT AVE. |  |  |  | Non-Lead - Copper | [8 empty] | Non-Lead - Copper |  |  | Other | Yes | Customer self-identification | 2024-02-16 |  | Non-Lead | No | [5 empty] | No
50225 | 177 PLEASANT AVE. |  |  |  | Non-Lead - Copper | [8 empty] | Non-Lead - Copper |  |  | Field inspection only with no records | Yes | Visual inspection at the meter pit | 2024-09-26 |  | Non-Lead | No | [5 empty] | No
50230 | 175 PLEASANT AVE., MADAWASKA |  |  |  | Non-Lead - Copper | [8 empty] | Non-Lead - Copper |  |  | Field inspection only with no records | Yes | Visual inspection at the meter pit | 2018-06-06 |  | Non-Lead | No | [5 empty] | No
50235 | 173 PLEASANT AVE. |  |  |  | Non-Lead - Copper | [8 empty] | Non-Lead - Copper | 1994 |  | Installation date after lead ban | Yes | Customer self-identification | 2024-04-11 |  | Non-Lead | No | [5 empty] | No
50240 | 169 PLEASANT AVE. |  |  |  | Non-Lead - Copper | [8 empty] | Non-Lead - Copper |  |  | Other | Yes | Customer self-identification | 2024-04-11 |  | Non-Lead | No | [5 empty] | No
50245 | 165 PLEASANT AVE. |  |  |  | Non-Lead - Copper | [8 empty] | Non-Lead - Copper |  |  | Field inspection only with no records | Yes | Visual inspection at the meter pit | 2024-09-23 |  | Non-Lead | No | [5 empty] | No
50250 | 163 PLEASANT AVE. |  |  |  | Non-Lead - Copper | [8 empty] | Non-Lead - Copper |  |  | Field inspection only with no records | Yes | Visual inspection at the meter pit | 2024-09-23 |  | Non-Lead | No | [5 empty] | No
50255 | 161 PLEASANT AVE. |  |  |  | Non-Lead - Copper | [8 empty] | Non-Lead - Copper |  |  | Field inspection only with no records | Yes | Visual inspection at the meter pit | 2024-09-23 |  | Non-Lead | No | [5 empty] | No
50260 | 159 PLEASANT AVE. |  |  |  | Non-Lead - Copper | [8 empty] | Non-Lead - Copper |  |  | Field inspection only with no records | Yes | Visual inspection at the meter pit | 2024-09-23 |  | Non-Lead | No | [5 empty] | No
50265 | 157 PLEASANT AVE. |  |  |  | Non-Lead - Copper | [8 empty] | Non-Lead - Copper |  |  | Field inspection only with no records | Yes | Visual inspection at the meter pit | 2021-08-25 |  | Non-Lead | No | [5 empty] | No
50270 | 153 PLEASANT AVE. |  |  |  | Non-Lead - Copper | [8 empty] | Non-Lead - Copper |  |  | Other | Yes | Customer self-identification | 2024-03-22 |  | Non-Lead | No | [5 empty] | No
50275 | 149 PLEASANT AVE. |  |  |  | Non-Lead - Copper | [8 empty] | Non-Lead - Copper |  |  | Previous Materials Evaluation | Yes | Other | 2024-09-25 |  | Non-Lead | No | [5 empty] | No
50280 | 145 PLEASANT AVE. |  |  |  | Non-Lead - Copper | [8 empty] | Non-Lead - Copper |  |  | Field inspection only with no records | No | Other | 2024-09-27 |  | Non-Lead | No | [5 empty] | No
50285 | 143 PLEASANT AVE. |  |  |  | Non-Lead - Copper | [8 empty] | Non-Lead - Copper |  |  | Other | Yes | Customer self-identification | 2024-05-28 |  | Non-Lead | No | [5 empty] | No
50290 | 139 PLEASANT AVE. |  |  |  | Non-Lead - Copper | [8 empty] | Non-Lead - Copper |  |  | Other | Yes | Customer self-identification | 2024-03-13 |  | Non-Lead | No | [5 empty] | No
50295 | 135 PLEASANT AVE. |  |  |  | Non-Lead - Copper | [8 empty] | Non-Lead - Copper |  |  | Other | Yes | Customer self-identification | 2024-03-26 |  | Non-Lead | No | [5 empty] | No
50300 | 133 PLEASANT AVE. |  |  |  | Non-Lead - Copper | [8 empty] | Non-Lead - Copper |  |  | Other | Yes | Customer self-identification | 2024-02-18 |  | Non-Lead | No | [5 empty] | No
50305 | 131 PLEASANT AVE. |  |  |  | Non-Lead - Copper | [8 empty] | Non-Lead - Copper |  |  | Previous Materials Evaluation | Yes | Other | 2024-09-27 |  | Non-Lead | No | [5 empty] | No
50310 | 127 PLEASANT AVE. (salon, residence) |  |  |  | Non-Lead - Copper | [8 empty] | Non-Lead - Copper |  |  | Other | Yes | Customer self-identification | 2024-03-14 |  | Non-Lead | No | [5 empty] | No
50315 | 125 PLEASANT AVE. |  |  |  | Non-Lead - Copper | [8 empty] | Non-Lead - Copper |  |  | Field inspection only with no records | Yes | Visual inspection at the meter pit | 2024-09-26 |  | Non-Lead | No | [5 empty] | No
50320 | 123 PLEASANT AVE. |  |  |  | Non-Lead - Copper | [8 empty] | Non-Lead - Copper |  |  | Other | Yes | Customer self-identification | 2024-04-01 |  | Non-Lead | No | [5 empty] | No
50325 | 121 PLEASANT AVE. |  |  |  | Non-Lead - Copper | [8 empty] | Non-Lead - Plastic |  |  | Other | Yes | Customer self-identification | 2024-03-22 |  | Non-Lead | No | [5 empty] | No
50326 | 11TH AVENUE |  |  |  | Non-Lead - Copper | [8 empty] | Non-Lead - Copper |  |  | Previous Materials Evaluation | Yes | Other | 2024-09-27 |  | Non-Lead | No | [5 empty] | No
50327 | 11TH AVENUE SOCCER FIELD (bathroom facilities) |  |  |  | Non-Lead - Copper | [8 empty] | Non-Lead - Copper |  |  | Field inspection only with no records | Yes | Visual inspection at the meter pit | 2018-05-29 |  | Non-Lead | No | [5 empty] | No
50330 | 304 - 11TH AVE. |  |  |  | Non-Lead - Copper | [8 empty] | Non-Lead - Copper | 1989 |  | Installation date after lead ban | Yes | Customer self-identification | 2024-02-17 |  | Non-Lead | No | [5 empty] | No
50335 | 328 - 11TH AVE. |  |  |  | Non-Lead - Copper | [8 empty] | Non-Lead - Copper |  |  | Other | No | Other | 2024-09-27 |  | Non-Lead | No | [5 empty] | No
50340 | 334 - 11TH AVE. |  |  |  | Non-Lead - Copper | [8 empty] | Non-Lead - Copper |  |  | Field inspection only with no records | Yes | Visual inspection at the meter pit | 2020-08-24 |  | Non-Lead | No | [5 empty] | No
50343 | 353 - 11TH AVE. |  |  |  | Non-Lead - Copper | [8 empty] | Non-Lead - Copper |  |  | Field inspection only with no records | Yes | Visual inspection at the meter pit | 2017-07-12 |  | Non-Lead | No | [5 empty] | No
50345 | 329 - 11TH AVE. |  |  |  | Non-Lead - Copper | [8 empty] | Non-Lead - Copper |  |  | Other | No | Other | 2024-09-24 |  | Non-Lead | No | [5 empty] | No
50347 | 321 - 11TH AVE. |  |  |  | Non-Lead - Copper | [8 empty] | Non-Lead - Copper |  |  | Previous Materials Evaluation | Yes | Other | 2024-09-24 |  | Non-Lead | No | [5 empty] | No
50350 | 313 - 11TH AVE. |  |  |  | Non-Lead - Copper | [8 empty] | Non-Lead - Copper | 1990 |  | Installation date after lead ban |  |  |  |  | Non-Lead | No | [5 empty] | No
50355 | 305 - 11TH AVE. |  |  |  | Non-Lead - Copper | [8 empty] | Non-Lead - Copper |  |  | Other | Yes | Customer self-identification | 2024-05-30 |  | Non-Lead | No | [5 empty] | No
50360 | 297 - 11TH AVE. |  |  |  | Non-Lead - Copper | [8 empty] | Non-Lead - Copper | 1993 |  | Installation date after lead ban | Yes | Customer self-identification | 2024-02-20 |  | Non-Lead | No | [5 empty] | Yes
50365 | 289 - 11TH AVE. |  |  |  | Non-Lead - Copper | [8 empty] | Non-Lead - Copper |  |  | Other | Yes | Customer self-identification | 2024-02-16 |  | Non-Lead | No | [5 empty] | No
50372 | 263 - 11TH AVE. |  |  |  | Non-Lead - Copper | [8 empty] | Non-Lead - Copper | 1987 |  | Installation date after lead ban | Yes | Customer self-identification | 2024-04-11 |  | Non-Lead | No | [5 empty] | No
50373 | 245 - 11TH AVE. |  |  |  | Non-Lead - Copper | [8 empty] | Non-Lead - Copper |  |  | Other | Yes | Customer self-identification | 2024-02-26 |  | Non-Lead | No | [5 empty] | No
50374 | 233 - 11TH AVE. |  |  |  | Non-Lead - Copper | [8 empty] | Non-Lead - Copper |  |  | Field inspection only with no records | Yes | Visual inspection at the meter pit | 2013-05-21 |  | Non-Lead | No | [5 empty] | No
50375 | 199 - 11TH AVE. |  |  |  | Non-Lead - Copper | [8 empty] | Non-Lead - Copper |  |  | Field inspection only with no records | Yes | Visual inspection at the meter pit | 2014-05-22 |  | Non-Lead | No | [5 empty] | No
50380 | 195 - 11TH AVE. |  |  |  | Non-Lead - Copper | [8 empty] | Non-Lead - Copper |  |  | Previous Materials Evaluation | Yes | Visual inspection at the meter pit | 2024-09-26 |  | Non-Lead | No | [5 empty] | No
50385 | 187 - 11TH AVE. |  |  |  | Non-Lead - Copper | [8 empty] | Non-Lead - Copper |  |  | Other | Yes | Customer self-identification | 2024-03-11 |  | Non-Lead | No | [5 empty] | No
50390 | 181 - 11TH AVE. |  |  |  | Non-Lead - Copper | [8 empty] | Non-Lead - Copper |  |  | Other | Yes | Customer self-identification | 2024-03-22 |  | Non-Lead | No | [5 empty] | No
50395 | 179 - 11TH AVE. (MADAWASKA) |  |  |  | Non-Lead - Copper | [8 empty] | Non-Lead - Copper |  |  | Field inspection only with no records | Yes | Visual inspection at the meter pit | 2024-09-27 |  | Non-Lead | No | [5 empty] | No
50400 | 177 - 11TH AVE. |  |  |  | Non-Lead - Copper | [8 empty] | Non-Lead - Copper |  |  | Other | Yes | Customer self-identification | 2024-03-22 |  | Non-Lead | No | [5 empty] | No
50405 | 175 - 11TH AVE. |  |  |  | Non-Lead - Copper | [8 empty] | Non-Lead - Copper |  |  | Field inspection only with no records | Yes | Visual inspection at the meter pit | 2023-03-01 |  | Non-Lead | No | [5 empty] | No
50410 | 173 - 11TH AVE. |  |  |  | Non-Lead - Copper | [8 empty] | Non-Lead - Copper |  |  | Field inspection only with no records | Yes | Visual inspection at the meter pit | 2019-04-12 |  | Non-Lead | No | [5 empty] | No
50415 | 171 - 11TH AVE. (MADAWASKA) |  |  |  | Non-Lead - Copper | [8 empty] | Non-Lead - Copper | 2023-10-29 |  | Installation date after lead ban | Yes | Customer self-identification | 2023-03-13 |  | Non-Lead | No | [5 empty] | No
50420 | 169 - 11TH AVE. |  |  |  | Non-Lead - Copper | [8 empty] | Non-Lead - Copper |  |  | Field inspection only with no records | Yes | Visual inspection at the meter pit | 2010-06-21 |  | Non-Lead | No | [5 empty] | No
50425 | 167 - 11TH AVE. |  |  |  | Non-Lead - Copper | [8 empty] | Non-Lead - Copper |  |  | Field inspection only with no records | Yes | Visual inspection at the meter pit | 2019-12-18 |  | Non-Lead | No | [5 empty] | No
50430 | 163 - 11TH AVE. |  |  |  | Non-Lead - Copper | [8 empty] | Non-Lead - Copper |  |  | Other | Yes | Customer self-identification | 2024-03-20 |  | Non-Lead | No | [5 empty] | No
50435 | 161 - 11TH AVE. |  |  |  | Non-Lead - Copper | [8 empty] | Non-Lead - Copper | 1995 |  | Installation date after lead ban | Yes | Customer self-identification | 2024-03-28 |  | Non-Lead | No | [5 empty] | No
50440 | 157 - 11TH AVE. |  |  |  | Non-Lead - Copper | [8 empty] | Non-Lead - Copper |  |  | Other | Yes | Customer self-identification | 2024-02-20 |  | Non-Lead | No | [5 empty] | No
50450 | 153 - 11TH AVE. |  |  |  | Non-Lead - Copper | [8 empty] | Non-Lead - Copper |  |  | Field inspection only with no records | Yes | Visual inspection at the meter pit | 2024-09-25 |  | Non-Lead | No | [5 empty] | No
50455 | 149 - 11TH AVE. |  |  |  | Non-Lead - Copper | [8 empty] | Non-Lead - Copper |  |  | Other | Yes | Customer self-identification | 2024-04-02 |  | Non-Lead | No | [5 empty] | No
50457 | 147 - 11TH AVE. |  |  |  | Non-Lead - Copper | [8 empty] | Non-Lead - Copper |  |  | Other | Yes | Customer self-identification | 2024-04-08 |  | Non-Lead | No | [5 empty] | No
50460 | 141 - 11TH AVE. |  |  |  | Non-Lead - Copper | [8 empty] | Non-Lead - Copper |  |  | Other | Yes | Customer self-identification | 2024-02-21 |  | Non-Lead | No | [5 empty] | No
50465 | 139 - 11TH AVE. |  |  |  | Non-Lead - Copper | [8 empty] | Non-Lead - Copper |  |  | Other | No | Other | 2024-09-27 |  | Non-Lead | No | [5 empty] | No
50470 | 339 FRENCH ST. |  |  |  | Non-Lead - Other |  |  |  | Service line diameter is > 2 inches |  |  |  |  | Non-Lead - Other |  |  | Service line diameter is > 2 inches |  |  |  |  | Non-Lead | No | [5 empty] | No
50475 | 137 - 11TH AVE. |  |  |  | Non-Lead - Copper | [8 empty] | Non-Lead - Copper |  |  | Field inspection only with no records | Yes | Visual inspection at the meter pit | 2024-09-24 |  | Non-Lead | No | [5 empty] | No
50480 | 135 - 11TH AVE. , MADAWASKA |  |  |  | Non-Lead - Copper | [8 empty] | Non-Lead - Copper |  |  | Field inspection only with no records | Yes | Visual inspection at the meter pit | 2022-05-03 |  | Non-Lead | No | [5 empty] | No
50485 | 138 - 11TH AVE. |  |  |  | Non-Lead - Copper | [8 empty] | Non-Lead - Copper |  |  | Other | Yes | Customer self-identification | 2024-02-16 |  | Non-Lead | No | [5 empty] | No
50490 | 136 - 11TH AVE. (MADAWASKA) |  |  |  | Non-Lead - Copper | [8 empty] | Non-Lead - Copper |  |  | Previous Materials Evaluation | Yes | Other | 2024-09-24 |  | Non-Lead | No | [5 empty] | No
50495 | 133 - 11TH AVE. |  |  |  | Non-Lead - Copper | [8 empty] | Non-Lead - Copper |  |  | Field inspection only with no records | Yes | Visual inspection at the meter pit | 2023-04-06 |  | Non-Lead | No | [5 empty] | No
50500 | 129 - 11TH AVE. |  |  |  | Non-Lead - Copper | [8 empty] | Non-Lead - Copper |  |  | Other | Yes | Customer self-identification | 2024-02-21 |  | Non-Lead | No | [5 empty] | No
50505 | 127 - 11TH AVE. |  |  |  | Non-Lead - Copper | [8 empty] | Non-Lead - Copper |  |  | Other | Yes | Customer self-identification | 2024-04-11 |  | Non-Lead | No | [5 empty] | No
50510 | 128 - 11TH AVE. |  |  |  | Non-Lead - Copper | [8 empty] | Non-Lead - Copper |  |  | Other | Yes | Customer self-identification | 2024-05-24 |  | Non-Lead | No | [5 empty] | No
50515 | 126 - 11TH AVE., MADAWASKA |  |  |  | Non-Lead - Copper | [8 empty] | Non-Lead - Copper |  |  | Other | Yes | Customer self-identification | 2024-03-15 |  | Non-Lead | No | [5 empty] | No
50530 | 309 ST. THOMAS ST. |  |  |  | Non-Lead - Copper |  |  | 1.5" | [5 empty] | Non-Lead - Copper |  |  | Other | Yes | Customer self-identification | 2024-02-22 |  | Non-Lead | No | [5 empty] | No
50535 | 115 - 11TH AVE. |  |  |  | Non-Lead - Copper | [8 empty] | Non-Lead - Copper |  |  | Other | Yes | Customer self-identification | 2024-03-14 |  | Non-Lead | No | [5 empty] | No
50540 | 112 - 11TH AVE. |  |  |  | Non-Lead - Copper | [8 empty] | Non-Lead - Copper |  |  | Field inspection only with no records | Yes | Mechanical excavation at multiple locations | 2021-07-21 |  | Non-Lead | No | [5 empty] | No
50545 | 111 - 11TH AVE. |  |  |  | Non-Lead - Copper | [8 empty] | Non-Lead - Copper |  |  | Field inspection only with no records | Yes | Visual inspection at the meter pit | 2012-11-05 |  | Non-Lead | No | [5 empty] | No
50550 | 110 - 11TH AVE. |  |  |  | Non-Lead - Copper | [8 empty] | Non-Lead - Copper |  |  | Other | Yes | Customer self-identification | 2024-03-22 |  | Non-Lead | No | [5 empty] | Yes
50555 | 108 - 11TH AVE. |  |  |  | Non-Lead - Copper | [8 empty] | Non-Lead - Copper |  |  | Other | Yes | Customer self-identification | 2024-05-16 |  | Non-Lead | No | [5 empty] | No
50560 | 106 - 11TH AVE., MADAWASKA |  |  |  | Non-Lead - Copper |  |  |  | Previous Materials Evaluation | Yes | Other |  | building torn down | Non-Lead - Copper |  |  | Field inspection only with no records | Yes | Visual inspection at the meter pit | 2014-01-28 |  | Non-Lead | No | [5 empty] | No
50561 | 106 - 11TH AVE., MADAWASKA |  |  |  | Non-Lead - Copper |  |  |  | Previous Materials Evaluation | Yes | Other |  | building torn down | Non-Lead - Copper |  |  | Previous Materials Evaluation | No | Other | 2024-09-26 |  | Non-Lead | No | [5 empty] | No
50570 | 110 - 12TH AVE. |  |  |  | Non-Lead - Copper | [8 empty] | Non-Lead - Copper |  |  | Other | Yes | Customer self-identification | 2024-02-16 |  | Non-Lead | No | [5 empty] | No
50575 | 291 NEWBERRY DR. |  |  |  | Non-Lead - Copper | [8 empty] | Non-Lead - Copper |  |  | Previous Materials Evaluation | No | Mechanical excavation at one location | 2014-01-28 |  | Non-Lead | No | [5 empty] | No
50580 | 101 - 12TH AVE. |  |  |  | Non-Lead - Copper | [8 empty] | Non-Lead - Copper |  |  | Other | Yes | Customer self-identification | 2024-03-22 |  | Non-Lead | No | [5 empty] | No
50585 | 105 - 12TH AVE. |  |  |  | Non-Lead - Copper | [8 empty] | Non-Lead - Copper |  |  | Other | Yes | Customer self-identification | 2024-02-16 |  | Non-Lead | No | [5 empty] | No
50590 | 109 - 12TH AVE. |  |  |  | Non-Lead - Copper | [8 empty] | Non-Lead - Copper |  |  | Other | Yes | Customer self-identification | 2024-03-14 |  | Non-Lead | No | [5 empty] | No
50596 | NEWBERRY DRIVE (Bicentennial Park bathrooms) |  |  |  | Non-Lead - Plastic |  |  | 3/4" | Installation date after lead ban | Yes | Visual inspection at the meter pit |  | pex tubing | Non-Lead - Copper |  |  | Field inspection only with no records | Yes | Visual inspection at the meter pit | 2018-06-28 |  | Non-Lead | No | [5 empty] | No
50600 | 117 - 12TH AVE. |  |  |  | Non-Lead - Copper | [8 empty] | Non-Lead - Copper |  |  | Field inspection only with no records | Yes | Visual inspection at the meter pit | 2024-09-27 |  | Non-Lead | No | [5 empty] | No
50605 | 297 ACADIA ST. |  |  |  | Non-Lead - Copper | [8 empty] | Non-Lead - Copper |  |  | Field inspection only with no records | Yes | Visual inspection at the meter pit | 2012-05-21 |  | Non-Lead | No | [5 empty] | No
50610 | 287 ACADIA ST. |  |  |  | Non-Lead - Copper | [8 empty] | Non-Lead - Copper |  |  | Other | Yes | Customer self-identification | 2024-02-21 |  | Non-Lead | No | [5 empty] | No
50615 | 128 - 12TH AVE., MADAWASKA |  |  |  | Non-Lead - Copper | [8 empty] | Non-Lead - Copper |  |  | Field inspection only with no records | Yes | Visual inspection at the meter pit | 2018-09-05 |  | Non-Lead | No | [5 empty] | No
50616 | 128 - 12TH AVE. |  |  |  | Non-Lead - Copper | [8 empty] | Non-Lead - Copper |  |  | Field inspection only with no records | Yes | Visual inspection at the meter pit | 2024-09-24 |  | Non-Lead | No | [5 empty] | No
50620 | 130 - 12TH AVE. |  |  |  | Non-Lead - Copper | [8 empty] | Non-Lead - Copper |  |  | Other | Yes | Customer self-identification | 2024-03-21 |  | Non-Lead | No | [5 empty] | No
50625 | 132 - 12TH AVE. |  |  |  | Non-Lead - Copper | [8 empty] | Non-Lead - Copper |  |  | Other | Yes | Customer self-identification | 2024-03-28 |  | Non-Lead | No | [5 empty] | No
50630 | 134 - 12TH AVE. |  |  |  | Non-Lead - Copper | [8 empty] | Non-Lead - Copper |  |  | Field inspection only with no records | Yes | Visual inspection at the meter pit | 2024-09-24 |  | Non-Lead | No | [5 empty] | No
50635 | 136 - 12TH AVE. |  |  |  | Non-Lead - Copper | [8 empty] | Non-Lead - Copper |  | 3/4" | Field inspection only with no records | Yes | Visual inspection at the meter pit | 2024-09-30 |  | Non-Lead | No | [5 empty] | No
50640 | 138 - 12TH AVE. |  |  |  | Non-Lead - Copper | [8 empty] | Non-Lead - Copper |  |  | Field inspection only with no records | Yes | Visual inspection at the meter pit | 2019-10-01 |  | Non-Lead | No | [5 empty] | No
50645 | 140 - 12TH AVE. |  |  |  | Non-Lead - Copper | [8 empty] | Non-Lead - Copper |  |  | Field inspection only with no records | Yes | Visual inspection at the meter pit | 2024-09-18 |  | Non-Lead | No | [5 empty] | No
50650 | 142 - 12TH AVE. |  |  |  | Non-Lead - Copper | [8 empty] | Non-Lead - Copper |  |  | Field inspection only with no records | Yes | Visual inspection at the meter pit | 2013-09-17 |  | Non-Lead | No | [5 empty] | No
50655 | 144 - 12TH AVE. |  |  |  | Non-Lead - Copper | [8 empty] | Non-Lead - Copper |  |  | Field inspection only with no records | Yes | Visual inspection at the meter pit | 2024-09-27 |  | Non-Lead | No | [5 empty] | No
50660 | 146 - 12TH AVE., MADAWASKA |  |  |  | Non-Lead - Copper | [8 empty] | Non-Lead - Copper |  |  | Field inspection only with no records | Yes | Visual inspection at the meter pit | 2019-09-06 |  | Non-Lead | No | [5 empty] | No
50665 | 288 FRENCH ST. |  |  |  | Non-Lead - Copper | [8 empty] | Non-Lead - Copper |  |  | Field inspection only with no records | Yes | Visual inspection at the meter pit | 2024-09-27 |  | Non-Lead | No | [5 empty] | No
50670 | 287 FRENCH ST. |  |  |  | Non-Lead - Copper | [8 empty] | Non-Lead - Copper |  |  | Field inspection only with no records | Yes | Other | 2024-09-27 |  | Non-Lead | No | [5 empty] | No
50673 | 158 - 12TH AVE. |  |  |  | Non-Lead - Copper | [8 empty] | Non-Lead - Copper |  |  | Other | Yes | Customer self-identification | 2024-03-18 |  | Non-Lead | No | [5 empty] | No
50675 | 162 - 12TH AVE. |  |  |  | Non-Lead - Copper | [8 empty] | Non-Lead - Copper |  |  | Other | Yes | Customer self-identification | 2024-03-18 |  | Non-Lead | No | [5 empty] | No
50680 | 289 ELM ST. |  |  |  | Non-Lead - Copper | [8 empty] | Non-Lead - Copper |  |  | Other | Yes | Customer self-identification | 2024-04-02 |  | Non-Lead | No | [5 empty] | No
50685 | 170 - 12TH AVE. |  |  |  | Non-Lead - Copper | [8 empty] | Non-Lead - Copper |  |  | Other | Yes | Customer self-identification | 2021-04-29 |  | Non-Lead | No | [5 empty] | No
50690 | 172 - 12TH AVE. |  |  |  | Non-Lead - Copper | [8 empty] | Non-Lead - Copper |  |  | Field inspection only with no records | Yes | Visual inspection at the meter pit | 2024-09-26 |  | Non-Lead | No | [5 empty] | No
50695 | 176 - 12TH AVE. |  |  |  | Non-Lead - Copper | [8 empty] | Non-Lead - Copper |  |  | Field inspection only with no records | Yes | Visual inspection at the meter pit | 2024-09-26 |  | Non-Lead | No | [5 empty] | No
50700 | 279 ALDER ST. |  |  |  | Non-Lead - Copper | [8 empty] | Non-Lead - Plastic |  |  | Other | Yes | Customer self-identification | 2024-02-20 |  | Non-Lead | No | [5 empty] | No
50705 | 275 ALDER ST. |  |  |  | Non-Lead - Copper | [8 empty] | Non-Lead - Copper |  |  | Field inspection only with no records | Yes | Visual inspection at the meter pit | 2019-06-06 |  | Non-Lead | No | [5 empty] | No
50706 | 275 ALDER ST. |  |  |  | Non-Lead - Copper | [8 empty] | Non-Lead - Copper |  |  | Field inspection only with no records | Yes | Visual inspection at the meter pit | 2022-06-22 |  | Non-Lead | No | [5 empty] | No
50710 | 271 ALDER ST. |  |  |  | Non-Lead - Copper | [8 empty] | Non-Lead - Copper |  |  | Other | Yes | Customer self-identification | 2024-03-19 |  | Non-Lead | No | [5 empty] | No
50715 | 270 ALDER ST. |  |  |  | Non-Lead - Copper | [8 empty] | Non-Lead - Copper |  |  | Other | Yes | Other | 2024-09-27 |  | Non-Lead | No | [5 empty] | No
50720 | 183 - 12TH AVE. |  |  |  | Non-Lead - Copper | [8 empty] | Non-Lead - Copper |  |  | Other | Yes | Customer self-identification | 2024-02-16 |  | Non-Lead | No | [5 empty] | No
50725 | 179 - 12TH AVE. |  |  |  | Non-Lead - Copper | [8 empty] | Non-Lead - Copper |  |  | Other | Yes | Customer self-identification | 2024-05-15 |  | Non-Lead | No | [5 empty] | No
50730 | 175 - 12TH AVE. |  |  |  | Non-Lead - Copper | [8 empty] | Non-Lead - Copper |  |  | Field inspection only with no records | Yes | Visual inspection at the meter pit | 2024-09-24 |  | Non-Lead | No | [5 empty] | No
50735 | 173 - 12TH AVE. |  |  |  | Non-Lead - Copper | [8 empty] | Non-Lead - Copper |  |  | Field inspection only with no records | Yes | Visual inspection at the meter pit | 2023-12-19 |  | Non-Lead | No | [5 empty] | No
50740 | 171 - 12TH AVE. |  |  |  | Non-Lead - Copper | [8 empty] | Non-Lead - Copper |  |  | Field inspection only with no records | Yes | Visual inspection at the meter pit | 2010-09-23 |  | Non-Lead | No | [5 empty] | No
50745 | 167 - 12TH AVE. |  |  |  | Non-Lead - Copper | [8 empty] | Non-Lead - Copper |  |  | Other | Yes | Customer self-identification | 2024-03-22 |  | Non-Lead | No | [5 empty] | No
50750 | 165 - 12TH AVE. |  |  |  | Non-Lead - Copper | [8 empty] | Non-Lead - Copper |  |  | Other | Yes | Customer self-identification | 2024-02-18 |  | Non-Lead | No | [5 empty] | No
50755 | 163 - 12TH AVE. |  |  |  | Non-Lead - Copper | [8 empty] | Non-Lead - Copper |  |  | Field inspection only with no records | Yes | Visual inspection at the meter pit | 2010-09-23 |  | Non-Lead | No | [5 empty] | No
50760 | 161 - 12TH AVE. |  |  |  | Non-Lead - Copper | [8 empty] | Non-Lead - Plastic |  |  | Other | Yes | Customer self-identification | 2021-04-09 |  | Non-Lead | No | [5 empty] | No
50765 | 157 - 12TH AVE. |  |  |  | Non-Lead - Copper | [8 empty] | Non-Lead - Copper |  |  | Field inspection only with no records | Yes | Visual inspection at the meter pit | 2018-12-21 |  | Non-Lead | No | [5 empty] | No
50770 | 153 - 12TH AVE. |  |  |  | Non-Lead - Copper | [8 empty] | Non-Lead - Copper |  |  | Other | Yes | Customer self-identification | 2024-02-24 |  | Non-Lead | No | [5 empty] | No
50773 | 277 FRENCH ST. |  |  |  | Non-Lead - Copper | [8 empty] | Non-Lead - Copper |  |  | Field inspection only with no records | Yes | Visual inspection at the meter pit | 2019-05-01 |  | Non-Lead | No | [5 empty] | No
50775 | 147 - 12TH AVE. |  |  |  | Non-Lead - Copper | [8 empty] | Non-Lead - Copper |  |  | Other | Yes | Customer self-identification | 2024-05-23 |  | Non-Lead | No | [5 empty] | No
50780 | 145 - 12TH AVE. |  |  |  | Non-Lead - Copper | [8 empty] | Non-Lead - Copper |  |  | Other | Yes | Customer self-identification | 2024-02-17 |  | Non-Lead | No | [5 empty] | No
50785 | 143 - 12TH AVE. |  |  |  | Non-Lead - Copper | [8 empty] | Non-Lead - Copper |  |  | Field inspection only with no records | Yes | Visual inspection at the meter pit | 2020-07-16 |  | Non-Lead | No | [5 empty] | No
50790 | 141 - 12TH AVE. |  |  |  | Non-Lead - Copper | [8 empty] | Non-Lead - Copper |  |  | Field inspection only with no records | Yes | Visual inspection at the meter pit | 2018-12-26 |  | Non-Lead | No | [5 empty] | No
50795 | 139 - 12TH AVE. |  |  |  | Non-Lead - Copper | [8 empty] | Non-Lead - Copper |  |  | Other | Yes | Customer self-identification | 2024-04-01 |  | Non-Lead | No | [5 empty] | No
50800 | 137 - 12TH AVE. |  |  |  | Non-Lead - Copper | [8 empty] | Non-Lead - Copper |  |  | Field inspection only with no records | Yes | Visual inspection at the meter pit | 2024-09-27 |  | Non-Lead | No | [5 empty] | No
50810 | 133 - 12TH AVE. |  |  |  | Non-Lead - Copper | [8 empty] | Non-Lead - Copper |  |  | Other | Yes | Customer self-identification | 2024-03-26 |  | Non-Lead | No | [5 empty] | No
50815 | 131 - 12TH AVE. |  |  |  | Non-Lead - Copper | [8 empty] | Non-Lead - Copper |  |  | Field inspection only with no records | Yes | Visual inspection at the meter pit | 2022-06-30 |  | Non-Lead | No | [5 empty] | No
50820 | 129 - 12TH AVE. |  |  |  | Non-Lead - Copper | [8 empty] | Non-Lead - Copper |  |  | Field inspection only with no records | Yes | Visual inspection at the meter pit | 2022-01-28 |  | Non-Lead | No | [5 empty] | No
50825 | 127 - 12TH AVE. |  |  |  | Non-Lead - Copper | [8 empty] | Non-Lead - Copper |  |  | Field inspection only with no records | Yes | Visual inspection at the meter pit | 2011-04-27 |  | Non-Lead | No | [5 empty] | No
50830 | 119 - 12TH AVE. |  |  |  | Non-Lead - Copper | [8 empty] | Non-Lead - Copper |  |  | Other | No | Other | 2024-09-27 |  | Non-Lead | No | [5 empty] | No
60005 | 267 ACADIA ST., MADAWASKA |  |  |  | Non-Lead - Copper | [8 empty] | Non-Lead - Copper |  |  | Field inspection only with no records | Yes | Visual inspection at the meter pit | 2024-09-25 |  | Non-Lead | No | [5 empty] | No
60010 | 134 - 13TH AVE. |  |  |  | Non-Lead - Copper | [8 empty] | Non-Lead - Copper |  |  | Other | Yes | Customer self-identification | 2024-02-16 |  | Non-Lead | No | [5 empty] | No
60015 | 136 - 13TH AVE. |  |  |  | Non-Lead - Copper | [8 empty] | Non-Lead - Copper |  |  | Other | Yes | Customer self-identification | 2024-03-22 |  | Non-Lead | No | [5 empty] | No
60020 | 138 - 13TH AVE. |  |  |  | Non-Lead - Copper | [8 empty] | Non-Lead - Copper |  |  | Field inspection only with no records | Yes | Visual inspection at the meter pit | 2024-09-26 |  | Non-Lead | No | [5 empty] | No
60025 | 140 - 13TH AVE. |  |  |  | Non-Lead - Copper | [8 empty] | Non-Lead - Copper |  |  | Field inspection only with no records | Yes | Visual inspection at the meter pit | 2024-09-26 |  | Non-Lead | No | [5 empty] | No
60030 | 142 - 13TH AVE., MADAWASKA |  |  |  | Non-Lead - Copper | [8 empty] | Non-Lead - Copper |  |  | Field inspection only with no records | Yes | Visual inspection at the meter pit | 2020-09-22 |  | Non-Lead | No | [5 empty] | No
60035 | 144 - 13TH AVE. |  |  |  | Non-Lead - Copper | [8 empty] | Non-Lead - Copper |  |  | Field inspection only with no records | Yes | Visual inspection at the meter pit | 2024-09-26 |  | Non-Lead | No | [5 empty] | No
60040 | 146 - 13TH AVE. |  |  |  | Non-Lead - Copper | [8 empty] | Non-Lead - Copper |  |  | Other | Yes | Customer self-identification | 2024-05-22 |  | Non-Lead | No | [5 empty] | No
60045 | 268 FRENCH ST. (workshop) |  |  |  | Non-Lead - Copper | [8 empty] | Non-Lead - Copper |  |  | Other | Yes | Customer self-identification | 2024-03-25 |  | Non-Lead | No | [5 empty] | No
60055 | 267 FRENCH ST. |  |  |  | Non-Lead - Copper | [8 empty] | Non-Lead - Copper |  |  | Other | No | Other | 2024-09-26 |  | Non-Lead | No | [5 empty] | No
60060 | 158 - 13TH AVE. |  |  |  | Non-Lead - Copper | [8 empty] | Non-Lead - Copper |  |  | Other | Yes | Customer self-identification | 2024-03-13 |  | Non-Lead | No | [5 empty] | No
60070 | 164 - 13TH AVE. |  |  |  | Non-Lead - Copper | [8 empty] | Non-Lead - Copper |  |  | Other | Yes | Customer self-identification | 2024-05-15 |  | Non-Lead | No | [5 empty] | No
60075 | 166 - 13TH AVE. |  |  |  | Non-Lead - Copper | [8 empty] | Non-Lead - Copper |  |  | Field inspection only with no records | Yes | Visual inspection at the meter pit | 2017-05-26 |  | Non-Lead | No | [5 empty] | No
60080 | 168 - 13TH AVE. |  |  |  | Non-Lead - Copper | [8 empty] | Non-Lead - Copper |  |  | Other | Yes | Customer self-identification | 2024-02-22 |  | Non-Lead | No | [5 empty] | No
60085 | 174 - 13TH AVE. |  |  |  | Non-Lead - Copper | [8 empty] | Non-Lead - Copper |  |  | Field inspection only with no records | Yes | Visual inspection at the meter pit | 2021-02-23 |  | Non-Lead | No | [5 empty] | No
60090 | 176 - 13TH AVE. |  |  |  | Non-Lead - Copper | [8 empty] | Non-Lead - Copper |  |  | Other | Yes | Customer self-identification | 2024-04-11 |  | Non-Lead | No | [5 empty] | No
60095 | 180 - 13TH AVE. |  |  |  | Non-Lead - Copper | [8 empty] | Non-Lead - Copper |  |  | Other | Yes | Customer self-identification | 2024-03-22 |  | Non-Lead | No | [5 empty] | No
60105 | 179 - 13TH AVE. |  |  |  | Non-Lead - Copper | [8 empty] | Non-Lead - Copper |  |  | Other | Yes | Customer self-identification | 2024-02-19 |  | Non-Lead | No | [5 empty] | No
60110 | 177 - 13TH AVE. |  |  |  | Non-Lead - Copper | [8 empty] | Non-Lead - Copper |  |  | Other | No | Other | 2024-09-26 |  | Non-Lead | No | [5 empty] | No
60115 | 175 - 13TH AVE., MADAWASKA |  |  |  | Non-Lead - Copper | [8 empty] | Non-Lead - Copper |  |  | Other | Yes | Customer self-identification | 2024-05-06 |  | Non-Lead | No | [5 empty] | No
60120 | 173 - 13TH AVE. |  |  |  | Non-Lead - Copper | [8 empty] | Non-Lead - Copper |  |  | Field inspection only with no records | Yes | Visual inspection at the meter pit | 2023-06-06 |  | Non-Lead | No | [5 empty] | No
60130 | 169 - 13TH AVE. |  |  |  | Non-Lead - Copper | [8 empty] | Non-Lead - Copper |  |  | Other | Yes | Customer self-identification | 2024-02-23 |  | Non-Lead | No | [5 empty] | No
60140 | 165 - 13TH AVE. |  |  |  | Non-Lead - Copper | [8 empty] | Non-Lead - Copper |  |  | Field inspection only with no records | Yes | Visual inspection at the meter pit | 2022-05-18 |  | Non-Lead | No | [5 empty] | No
60145 | 161 - 13TH AVE. |  |  |  | Non-Lead - Copper | [8 empty] | Non-Lead - Copper |  |  | Field inspection only with no records | Yes | Visual inspection at the meter pit | 2023-09-22 |  | Non-Lead | No | [5 empty] | No
60150 | 157 - 13TH AVE. |  |  |  | Non-Lead - Copper | [8 empty] | Non-Lead - Copper |  |  | Previous Materials Evaluation | Yes | Other | 2024-09-26 |  | Non-Lead | No | [5 empty] | No
60155 | 143 - 13TH AVE. |  |  |  | Non-Lead - Copper | [8 empty] | Non-Lead - Copper |  |  | Field inspection only with no records | Yes | Visual inspection at the meter pit | 2024-09-25 |  | Non-Lead | No | [5 empty] | No
60160 | 141 - 13TH AVE. |  |  |  | Non-Lead - Copper | [8 empty] | Non-Lead - Copper |  |  | Other | Yes | Customer self-identification | 2024-03-23 |  | Non-Lead | No | [5 empty] | No
60165 | 139 - 13TH AVE. |  |  |  | Non-Lead - Copper | [8 empty] | Non-Lead - Copper |  |  | Other | Yes | Customer self-identification | 2024-02-04 |  | Non-Lead | No | [5 empty] | No
60170 | 137 - 13TH AVE. |  |  |  | Non-Lead - Copper | [8 empty] | Non-Lead - Copper |  |  | Field inspection only with no records | Yes | Visual inspection at the meter pit | 2018-09-21 |  | Non-Lead | No | [5 empty] | No
60175 | 133 - 13TH AVE. |  |  |  | Non-Lead - Copper | [8 empty] | Non-Lead - Copper |  |  | Field inspection only with no records | Yes | Visual inspection at the meter pit | 2023-03-21 |  | Non-Lead | No | [5 empty] | No
60180 | 131 - 13TH AVE., MADAWASKA |  |  |  | Non-Lead - Copper | [8 empty] | Non-Lead - Copper |  |  | Previous Materials Evaluation | Yes | Other | 2024-09-20 |  | Non-Lead | No | [5 empty] | No
60182 | 257 ACADIA ST. |  |  |  | Non-Lead - Copper | [8 empty] | Non-Lead - Copper |  |  | Field inspection only with no records | Yes | Visual inspection at the meter pit | 2024-09-19 |  | Non-Lead | No | [5 empty] | No
60185 | 117 - 13TH AVE. |  |  |  | Non-Lead - Copper | [8 empty] | Non-Lead - Copper |  |  | Other | Yes | Customer self-identification | 2024-04-18 |  | Non-Lead | No | [5 empty] | No
60190 | 113 - 13TH AVE. |  |  |  | Non-Lead - Copper | [8 empty] | Non-Lead - Copper |  |  | Field inspection only with no records | Yes | Visual inspection at the meter pit | 2020-09-28 |  | Non-Lead | No | [5 empty] | No
60192 | 113 - 13TH AVE. (GARAGE-APT) |  |  |  | Non-Lead - Copper | [8 empty] | Non-Lead - Copper |  |  | Field inspection only with no records | Yes | Visual inspection at the meter pit | 2022-01-27 |  | Non-Lead | No | [5 empty] | No
60195 | 107 - 13TH AVE., MADAWASKA |  |  |  | Non-Lead - Copper | [8 empty] | Non-Lead - Copper |  |  | Field inspection only with no records | Yes | Visual inspection at the meter pit | 2010-12-17 |  | Non-Lead | No | [5 empty] | No
60200 | 108 - 14TH AVE., MADAWASKA |  |  |  | Non-Lead - Copper | [8 empty] | Non-Lead - Copper |  |  | Other | Yes | Customer self-identification | 2024-02-21 |  | Non-Lead | No | [5 empty] | No
60205 | 110 - 14TH AVE. |  |  |  | Non-Lead - Copper | [8 empty] | Non-Lead - Copper |  |  | Other | Yes | Customer self-identification | 2024-02-26 |  | Non-Lead | No | [5 empty] | No
60210 | 112 - 14TH AVE. |  |  |  | Non-Lead - Copper | [8 empty] | Non-Lead - Copper |  |  | Other | Yes | Customer self-identification | 2023-02-27 |  | Non-Lead | No | [5 empty] | No
60215 | 114 - 14TH AVE. |  |  |  | Non-Lead - Copper | [8 empty] | Non-Lead - Copper |  |  | Field inspection only with no records | Yes | Visual inspection at the meter pit | 2024-05-20 |  | Non-Lead | No | [5 empty] | No
60220 | 116 - 14TH AVE. |  |  |  | Non-Lead - Copper | [8 empty] | Non-Lead - Copper |  |  | Field inspection only with no records | Yes | Visual inspection at the meter pit | 2012-07-13 |  | Non-Lead | No | [5 empty] | No
60225 | 250 ACADIA ST. |  |  |  | Non-Lead - Copper | [8 empty] | Non-Lead - Copper |  |  | Field inspection only with no records | Yes | Visual inspection at the meter pit | 2018-06-21 |  | Non-Lead | No | [5 empty] | No
60230 | 247 ACADIA ST. |  |  |  | Non-Lead - Copper | [8 empty] | Non-Lead - Copper |  |  | Other | Yes | Customer self-identification | 2024-02-25 |  | Non-Lead | No | [5 empty] | No
60235 | 126 - 14TH AVE. |  |  |  | Non-Lead - Copper | [8 empty] | Non-Lead - Copper |  |  | Other | Yes | Customer self-identification | 2024-05-15 |  | Non-Lead | No | [5 empty] | No
60240 | 132 - 14TH AVE., MADAWASKA |  |  |  | Non-Lead - Copper | [8 empty] | Non-Lead - Copper |  |  | Field inspection only with no records | Yes | Visual inspection at the meter pit | 2022-02-07 |  | Non-Lead | No | [5 empty] | No
60245 | 136 - 14TH AVE. |  |  |  | Non-Lead - Copper | [8 empty] | Non-Lead - Copper |  |  | Field inspection only with no records | Yes | Visual inspection at the meter pit | 2013-06-17 |  | Non-Lead | No | [5 empty] | No
60250 | 247 FRENCH ST. |  |  |  | Non-Lead - Copper | [8 empty] | Non-Lead - Copper |  |  | Other | Yes | Customer self-identification | 2024-02-20 |  | Non-Lead | No | [5 empty] | No
60255 | 161 - 14TH AVE. |  |  |  | Non-Lead - Copper | [8 empty] | Non-Lead - Copper |  |  | Field inspection only with no records | Yes | Visual inspection at the meter pit | 2013-12-20 |  | Non-Lead | No | [5 empty] | No
60260 | 157 - 14TH AVE |  |  |  | Non-Lead - Copper | [8 empty] | Non-Lead - Copper |  |  | Previous Materials Evaluation | No | Other | 2024-09-26 |  | Non-Lead | No | [5 empty] | No
60265 | 153 - 14TH AVE. |  |  |  | Non-Lead - Copper | [8 empty] | Non-Lead - Copper |  |  | Other | Yes | Customer self-identification | 2024-02-20 |  | Non-Lead | No | [5 empty] | No
60270 | 151 - 14TH AVE. |  |  |  | Non-Lead - Copper | [8 empty] | Non-Lead - Copper |  |  | Previous Materials Evaluation | Yes | Other | 2024-09-26 |  | Non-Lead | No | [5 empty] | No
60275 | 145 - 14TH AVE. |  |  |  | Non-Lead - Copper | [8 empty] | Non-Lead - Copper |  |  | Field inspection only with no records | Yes | Visual inspection at the meter pit | 2011-09-19 |  | Non-Lead | No | [5 empty] | No
60280 | 141 - 14TH AVE. |  |  |  | Non-Lead - Copper | [8 empty] | Non-Lead - Copper |  |  | Field inspection only with no records | Yes | Visual inspection at the meter pit | 2017-09-18 |  | Non-Lead | No | [5 empty] | No
60285 | 139 - 14TH AVE. |  |  |  | Non-Lead - Copper | [8 empty] | Non-Lead - Copper |  |  | Field inspection only with no records | Yes | Visual inspection at the meter pit | 2020-12-21 |  | Non-Lead | No | [5 empty] | No
60290 | 137 - 14TH AVE. |  |  |  | Non-Lead - Copper | [8 empty] | Non-Lead - Copper |  |  | Other | Yes | Customer self-identification | 2024-02-17 |  | Non-Lead | No | [5 empty] | No
60300 | 133 - 14TH AVE. |  |  |  | Non-Lead - Copper | [8 empty] | Non-Lead - Copper |  |  | Other | Yes | Customer self-identification | 2024-04-11 |  | Non-Lead | No | [5 empty] | No
60305 | 131 - 14TH AVE. |  |  |  | Non-Lead - Copper | [8 empty] | Non-Lead - Copper |  |  | Other | Yes | Customer self-identification | 2024-02-16 |  | Non-Lead | No | [5 empty] | No
60310 | 237 ACADIA ST. |  |  |  | Non-Lead - Copper | [8 empty] | Non-Lead - Copper |  |  | Other | Yes | Customer self-identification | 2024-03-07 |  | Non-Lead | No | [5 empty] | No
60315 | 128 FRASER AVE., MADAWASKA |  |  |  | Non-Lead - Copper | [8 empty] | Non-Lead - Copper |  |  | Field inspection only with no records | Yes | Visual inspection at the meter pit | 2021-03-30 |  | Non-Lead | No | [5 empty] | No
60320 | 130 FRASER AVE. |  |  |  | Non-Lead - Copper | [8 empty] | Non-Lead - Copper |  |  | Other | Yes | Visual inspection at the meter pit | 2024-09-26 |  | Non-Lead | No | [5 empty] | No
60325 | 132 FRASER AVE. |  |  |  | Non-Lead - Copper | [8 empty] | Non-Lead - Copper |  |  | Field inspection only with no records | Yes | Visual inspection at the meter pit | 2011-09-19 |  | Non-Lead | No | [5 empty] | No
60330 | 134 FRASER AVE. |  |  |  | Non-Lead - Copper | [8 empty] | Non-Lead - Copper |  |  | Field inspection only with no records | Yes | Visual inspection at the meter pit | 2019-06-11 |  | Non-Lead | No | [5 empty] | No
60335 | 136 FRASER AVE. |  |  |  | Non-Lead - Copper | [8 empty] | Non-Lead - Copper |  |  | Field inspection only with no records | Yes | Visual inspection at the meter pit | 2024-09-19 |  | Non-Lead | No | [5 empty] | No
60340 | 138 FRASER AVE. |  |  |  | Non-Lead - Copper | [8 empty] | Non-Lead - Copper |  |  | Field inspection only with no records | Yes | Visual inspection at the meter pit | 2019-12-31 |  | Non-Lead | No | [5 empty] | No
60345 | 140 FRASER AVE. |  |  |  | Non-Lead - Copper | [8 empty] | Non-Lead - Copper |  |  | Other | Yes | Customer self-identification | 2024-03-26 |  | Non-Lead | No | [5 empty] | No
60350 | 147 FRASER AVE., APT 101 |  |  |  | Non-Lead - Copper | [8 empty] | Non-Lead - Copper |  |  | Field inspection only with no records | Yes | Visual inspection at the meter pit | 2022-07-08 |  | Non-Lead | No | [5 empty] | No
60355 | 147 FRASER AVE., APT 102 |  |  |  | Non-Lead - Copper | [8 empty] | Non-Lead - Copper |  |  | Field inspection only with no records | Yes | Visual inspection at the meter pit | 2022-06-23 |  | Non-Lead | No | [5 empty] | No
60360 | 147 FRASER AVE., APT 103 |  |  |  | Non-Lead - Copper | [8 empty] | Non-Lead - Copper |  |  | Field inspection only with no records | Yes | Visual inspection at the meter pit | 2019-12-18 |  | Non-Lead | No | [5 empty] | No
60365 | 147 FRASER AVE., APT 104 |  |  |  | Non-Lead - Copper | [8 empty] | Non-Lead - Copper |  |  | Field inspection only with no records | Yes | Visual inspection at the meter pit | 2019-12-18 |  | Non-Lead | No | [5 empty] | No
60370 | 141 FRASER AVE. |  |  |  | Non-Lead - Copper | [8 empty] | Non-Lead - Copper |  |  | Field inspection only with no records | Yes | Visual inspection at the meter pit | 2024-09-19 |  | Non-Lead | No | [5 empty] | No
60375 | 139 FRASER AVE. |  |  |  | Non-Lead - Copper | [8 empty] | Non-Lead - Copper |  |  | Field inspection only with no records | Yes | Visual inspection at the meter pit | 2018-02-09 |  | Non-Lead | No | [5 empty] | No
60380 | 137 FRASER AVE. |  |  |  | Non-Lead - Copper | [8 empty] | Non-Lead - Copper |  |  | Other | Yes | Customer self-identification | 2024-03-03 |  | Non-Lead | No | [5 empty] | No
60385 | 135 FRASER AVE. |  |  |  | Non-Lead - Copper | [8 empty] | Non-Lead - Copper |  |  | Previous Materials Evaluation | Yes | Other | 2024-09-26 |  | Non-Lead | No | [5 empty] | No
60390 | 133 FRASER AVE. |  |  |  | Non-Lead - Copper | [8 empty] | Non-Lead - Copper |  |  | Other | Yes | Customer self-identification | 2024-03-24 |  | Non-Lead | No | [5 empty] | No
60395 | 131 FRASER AVE. |  |  |  | Non-Lead - Copper | [8 empty] | Non-Lead - Copper |  |  | Field inspection only with no records | Yes | Visual inspection at the meter pit | 2024-09-26 |  | Non-Lead | No | [5 empty] | No
60400 | 129 FRASER AVE., MADAWASKA |  |  |  | Non-Lead - Copper | [8 empty] | Non-Lead - Copper |  |  | Field inspection only with no records | Yes | Visual inspection at the meter pit | 2020-01-21 |  | Non-Lead | No | [5 empty] | No
60405 | 127 FRASER AVE. |  |  |  | Non-Lead - Copper | [8 empty] | Non-Lead - Copper |  |  | Field inspection only with no records | Yes | Visual inspection at the meter pit | 2021-04-12 |  | Non-Lead | No | [5 empty] | No
60410 | 121 FRASER AVE. (restaurant, residence) |  |  |  | Non-Lead - Copper | [8 empty] | Non-Lead - Copper |  |  | Field inspection only with no records | Yes | Visual inspection at the meter pit | 2012-10-11 |  | Non-Lead | No | [5 empty] | No
60412 | 228 ACADIA ST. |  |  |  | Non-Lead - Copper | [8 empty] | Non-Lead - Plastic | 2017 |  | Installation date after lead ban | Yes | Customer self-identification | 2024-02-17 |  | Non-Lead | No | [5 empty] | No
60415 | 117 - 14TH AVE. |  |  |  | Non-Lead - Copper | [8 empty] | Non-Lead - Copper |  |  | Other | Yes | Customer self-identification | 2024-03-11 |  | Non-Lead | No | [5 empty] | No
60420 | 113 - 14TH AVE. |  |  |  | Non-Lead - Copper | [8 empty] | Non-Lead - Copper |  |  | Other | Yes | Customer self-identification | 2024-02-27 |  | Non-Lead | No | [5 empty] | No
60425 | 109 - 14TH AVE. |  |  |  | Non-Lead - Copper | [8 empty] | Non-Lead - Copper |  |  | Other | Yes | Customer self-identification | 2024-04-11 |  | Non-Lead | No | [5 empty] | No
60430 | 107 - 14TH AVE. |  |  |  | Non-Lead - Copper | [8 empty] | Non-Lead - Copper |  |  | Other | Yes | Customer self-identification | 2024-02-17 |  | Non-Lead | No | [5 empty] | No
60435 | 187 MAIN ST. |  |  |  | Non-Lead - Copper | [8 empty] | Non-Lead - Copper |  |  | Other | Yes | Customer self-identification | 2024-05-15 |  | Non-Lead | No | [5 empty] | No
60440 | 110 - 16TH AVE., MADAWASKA |  |  |  | Non-Lead - Copper | [8 empty] | Non-Lead - Copper |  |  | Other | Yes | Customer self-identification | 2024-03-26 |  | Non-Lead | No | [5 empty] | No
60445 | 112 - 16TH AVE. |  |  |  | Non-Lead - Copper | [8 empty] | Non-Lead - Copper |  |  | Previous Materials Evaluation | Yes | Other | 2024-09-19 |  | Non-Lead | No | [5 empty] | No
60450 | 114 - 16TH AVE. |  |  |  | Non-Lead - Copper | [8 empty] | Non-Lead - Copper |  |  | Other | Yes | Customer self-identification | 2024-02-17 |  | Non-Lead | No | [5 empty] | No
60455 | 116 - 16TH AVE. |  |  |  | Non-Lead - Copper | [8 empty] | Non-Lead - Copper |  |  | Field inspection only with no records | Yes | Visual inspection at the meter pit | 2024-09-20 |  | Non-Lead | No | [5 empty] | No
60460 | 118 - 16TH AVE. |  |  |  | Non-Lead - Copper | [8 empty] | Non-Lead - Copper |  |  | Field inspection only with no records | Yes | Visual inspection at the meter pit | 2024-09-24 |  | Non-Lead | No | [5 empty] | No
60465 | 120 - 16TH AVE. |  |  |  | Non-Lead - Copper | [8 empty] | Non-Lead - Copper |  |  | Other | Yes | Customer self-identification | 2024-03-14 |  | Non-Lead | No | [5 empty] | No
60470 | 122 - 16TH AVE. |  |  |  | Non-Lead - Copper | [8 empty] | Non-Lead - Copper |  |  | Other | Yes | Customer self-identification | 2024-05-15 |  | Non-Lead | No | [5 empty] | No
60475 | 124 - 16TH AVE. |  |  |  | Non-Lead - Copper | [8 empty] | Non-Lead - Copper |  |  | Other | Yes | Customer self-identification | 2024-05-15 |  | Non-Lead | No | [5 empty] | No
60480 | 126 - 16TH AVE. |  |  |  | Non-Lead - Copper | [8 empty] | Non-Lead - Copper |  |  | Field inspection only with no records | Yes | Visual inspection at the meter pit | 2021-10-28 |  | Non-Lead | No | [5 empty] | No
60485 | 130 - 16TH AVE. |  |  |  | Non-Lead - Copper | [8 empty] | Non-Lead - Copper |  |  | Other | Yes | Customer self-identification | 2024-02-19 |  | Non-Lead | No | [5 empty] | No
60490 | 136 - 16TH AVE. |  |  |  | Non-Lead - Copper | [8 empty] | Non-Lead - Copper |  |  | Other | Yes | Customer self-identification | 2024-02-19 |  | Non-Lead | No | [5 empty] | No
60495 | 129 - 16TH AVE. |  |  |  | Non-Lead - Copper | [8 empty] | Non-Lead - Copper |  |  | Field inspection only with no records | Yes | Visual inspection at the meter pit | 2021-07-14 |  | Non-Lead | No | [5 empty] | No
60500 | 181 POPLAR ST. |  |  |  | Non-Lead - Copper | [8 empty] | Non-Lead - Copper |  |  | Previous Materials Evaluation | Yes | Other | 2024-09-26 |  | Non-Lead | No | [5 empty] | No
60505 | 121 - 16TH AVE. |  |  |  | Non-Lead - Copper | [8 empty] | Non-Lead - Copper |  |  | Other |  | Customer self-identification | 2024-03-15 |  | Non-Lead | No | [5 empty] | No
60510 | 119 - 16TH AVE. |  |  |  | Non-Lead - Copper | [8 empty] | Non-Lead - Copper |  |  | Other |  | Customer self-identification | 2024-02-17 |  | Non-Lead | No | [5 empty] | No
60515 | 117 - 16TH AVE. |  |  |  | Non-Lead - Copper | [8 empty] | Non-Lead - Copper |  |  | Field inspection only with no records | Yes | Visual inspection at the meter pit | 2020-11-04 |  | Non-Lead | No | [5 empty] | No
60520 | 115 - 16TH AVE. |  |  |  | Non-Lead - Copper | [8 empty] | Non-Lead - Copper |  |  | Other | Yes | Customer self-identification | 2024-04-02 |  | Non-Lead | No | [5 empty] | No
60525 | 113 - 16TH AVE. |  |  |  | Non-Lead - Copper | [8 empty] | Non-Lead - Copper |  |  | Other | Yes | Customer self-identification | 2024-02-17 |  | Non-Lead | No | [5 empty] | No
60530 | 111 - 16TH AVE. |  |  |  | Non-Lead - Copper | [8 empty] | Non-Lead - Copper |  |  | Other | Yes | Customer self-identification | 2024-04-04 |  | Non-Lead | No | [5 empty] | No
60535 | 109 - 16TH AVE. |  |  |  | Non-Lead - Copper | [8 empty] | Non-Lead - Copper |  |  | Other | Yes | Customer self-identification | 2024-02-16 |  | Non-Lead | No | [5 empty] | No
60540 | 183 MAIN ST. |  |  |  | Non-Lead - Copper | [8 empty] | Non-Lead - Plastic |  |  | Other | Yes | Customer self-identification | 2024-05-15 |  | Non-Lead | No | [5 empty] | No
60542 | 175 MAIN ST. |  |  |  | Non-Lead - Copper | [8 empty] | Non-Lead - Copper |  |  | Other | Yes | Customer self-identification | 2024-03-19 |  | Non-Lead | No | [5 empty] | No
60543 | 108 - 17TH AVE. |  |  |  | Non-Lead - Copper | [8 empty] | Non-Lead - Copper |  |  | Installation date after lead ban |  |  |  |  | Non-Lead | No | [5 empty] | No
60544 | 110 - 17TH AVE. |  |  |  | Non-Lead - Copper | [8 empty] | Non-Lead - Copper |  |  | Other | Yes | Customer self-identification | 2024-02-20 |  | Non-Lead | No | [5 empty] | No
60545 | 117 - 17TH AVE. |  |  |  | Non-Lead - Copper | [8 empty] | Non-Lead - Copper |  |  | Installation date after lead ban |  |  |  |  | Non-Lead | No | [5 empty] | No
60549 | 116 - 17TH AVE. |  |  |  | Non-Lead - Copper | [8 empty] | Non-Lead - Plastic |  |  | Other | Yes | Customer self-identification | 2024-02-16 |  | Non-Lead | No | [5 empty] | No
60555 | 172 FOX ST. (K of C Hall) |  |  |  | Non-Lead - Copper | [8 empty] | Non-Lead - Copper |  |  | Other | Yes | Customer self-identification | 2024-04-01 |  | Non-Lead | No | [5 empty] | No
60560 | 201 FOX ST. |  |  |  | Non-Lead - Copper | [8 empty] | Non-Lead - Copper |  |  | Other | Yes | Customer self-identification | 2024-04-11 |  | Non-Lead | No | [5 empty] | No
60565 | 190 FOX ST. |  |  |  | Non-Lead - Copper | [8 empty] | Non-Lead - Copper |  |  | Other | Yes | Customer self-identification | 2024-02-25 |  | Non-Lead | No | [5 empty] | No
60567 | 186 FOX ST., MADAWASKA |  |  |  | Non-Lead - Copper | [8 empty] | Non-Lead - Copper | 2003 |  | Installation record (e.g., tap card) | Yes | Customer self-identification | 2024-03-24 |  | Non-Lead | No | [5 empty] | No
60568 | 151 - 16TH AVE. |  |  |  | Non-Lead - Copper | [8 empty] | Non-Lead - Copper | 2007 |  | Installation date after lead ban | Yes | Customer self-identification | 2024-02-17 |  | Non-Lead | No | [5 empty] | No
60569 | 165 - 16TH AVE |  |  |  | Non-Lead - Plastic |  | 2023 | 1" | Installation record (e.g., tap card) | Yes | Mechanical excavation at one location | 2023 |  | Non-Lead - Plastic | 2023 |  | Installation date after lead ban | Yes | Customer self-identification | 2024-02-18 |  | Non-Lead | No | [5 empty] | No
60570 | 171 FOX ST. |  |  |  | Non-Lead - Copper | [8 empty] | Non-Lead - Copper |  |  | Other | Yes | Customer self-identification | 2024-02-29 |  | Non-Lead | No | [5 empty] | No
60575 | 167 FOX ST. |  |  |  | Non-Lead - Copper | [8 empty] | Non-Lead - Copper |  |  | Other | Yes | Customer self-identification | 2024-02-21 |  | Non-Lead | No | [5 empty] | No
60580 | 163 FOX ST. |  |  |  | Non-Lead - Copper | [8 empty] | Non-Lead - Plastic |  |  | Other | Yes | Customer self-identification | 2024-02-16 |  | Non-Lead | No | [5 empty] | No
60585 | 157 FOX ST. |  |  |  | Non-Lead - Copper | [8 empty] | Non-Lead - Copper |  |  | Other | Yes | Customer self-identification | 2024-02-16 |  | Non-Lead | No | [5 empty] | No
60590 | 151 FOX ST. |  |  |  | Non-Lead - Copper | [8 empty] | Non-Lead - Copper |  |  | Previous Materials Evaluation | Yes | Other | 2024-09-26 |  | Non-Lead | No | [5 empty] | No
60595 | 147 FOX ST., MADAWASKA |  |  |  | Non-Lead - Copper | [8 empty] | Non-Lead - Copper |  |  | Other | Yes | Customer self-identification | 2024-05-16 |  | Non-Lead | No | [5 empty] | No
60600 | 143 FOX ST. |  |  |  | Non-Lead - Copper | [8 empty] | Non-Lead - Plastic |  |  | Other | Yes | Customer self-identification | 2024-02-25 |  | Non-Lead | No | [5 empty] | No
60605 | 137 FOX ST. |  |  |  | Non-Lead - Copper | [8 empty] | Non-Lead - Copper |  |  | Field inspection only with no records | Yes | Visual inspection at the meter pit | 2024-09-24 |  | Non-Lead | No | [5 empty] | No
60610 | 131 FOX ST. |  |  |  | Non-Lead - Copper | [8 empty] | Non-Lead - Copper |  |  | Field inspection only with no records | Yes | Visual inspection at the meter pit | 2023-11-14 |  | Non-Lead | No | [5 empty] | No
60615 | 123 FOX ST. |  |  |  | Non-Lead - Copper | [8 empty] | Non-Lead - Copper |  |  | Field inspection only with no records | Yes | Visual inspection at the meter pit | 2024-09-24 |  | Non-Lead | No | [5 empty] | No
60620 | 117 FOX ST. |  |  |  | Non-Lead - Copper | [8 empty] | Non-Lead - Copper |  |  | Other | Yes | Customer self-identification | 2024-02-16 |  | Non-Lead | No | [5 empty] | No
60625 | 113 FOX ST. |  |  |  | Non-Lead - Copper | [8 empty] | Non-Lead - Copper |  |  | Field inspection only with no records | Yes | Visual inspection at the meter pit | 2024-09-25 |  | Non-Lead | No | [5 empty] | No
60630 | 107 FOX ST. |  |  |  | Non-Lead - Copper | [8 empty] | Non-Lead - Copper |  |  | Field inspection only with no records | Yes | Mechanical excavation at one location | 2023 |  | Non-Lead | No | [5 empty] | No
60635 | 103 FOX ST. |  |  |  | Non-Lead - Copper | [8 empty] | Non-Lead - Copper |  |  | Other | Yes | Customer self-identification | 2024-03-06 |  | Non-Lead | No | [5 empty] | No
60640 | 97 FOX ST. |  |  |  | Non-Lead - Copper | [8 empty] | Non-Lead - Copper |  |  | Other | Yes | Customer self-identification | 2024-02-16 |  | Non-Lead | No | [5 empty] | No
60645 | 151 - 23RD AVE. |  |  |  | Non-Lead - Copper | [8 empty] | Non-Lead - Copper |  |  | Other | Yes | Customer self-identification | 2024-02-16 |  | Non-Lead | No | [5 empty] | Yes
60650 | 155 - 23RD AVE. |  |  |  | Non-Lead - Copper | [8 empty] | Non-Lead - Copper | 1988 |  | Installation date after lead ban | Yes | Customer self-identification | 2024-03-13 |  | Non-Lead | No | [5 empty] | No
60651 | 159 - 23RD AVE. |  |  |  | Non-Lead - Copper | [8 empty] | Non-Lead - Copper | 1989 |  | Installation date after lead ban | Yes | Customer self-identification | 2024-03-27 |  | Non-Lead | No | [5 empty] | No
60655 | 112 FOX ST. |  |  |  | Non-Lead - Copper | [8 empty] | Non-Lead - Copper |  |  | Other | Yes | Customer self-identification | 2024-03-02 |  | Non-Lead | No | [5 empty] | No
60660 | 116 FOX ST. |  |  |  | Non-Lead - Copper | [8 empty] | Non-Lead - Copper |  |  | Other | Yes | Customer self-identification | 2024-03-20 |  | Non-Lead | No | [5 empty] | No
60662 | FOX STREET (Dionne Park fountain) |  |  |  | Non-Lead - Copper | [8 empty] | Non-Lead - Copper |  |  | Installation date after lead ban |  |  |  |  | Non-Lead | No | [5 empty] | No
60665 | 130 FOX ST. |  |  |  | Non-Lead - Copper | [8 empty] | Non-Lead - Copper |  |  | Field inspection only with no records | Yes | Visual inspection at the meter pit | 2020-09-28 |  | Non-Lead | No | [5 empty] | No
60670 | 134 FOX ST. |  |  |  | Non-Lead - Copper | [8 empty] | Non-Lead - Copper |  |  | Other | Yes | Customer self-identification | 2024-02-26 |  | Non-Lead | No | [5 empty] | No
60675 | 140 FOX ST. |  |  |  | Non-Lead - Copper | [8 empty] | Non-Lead - Copper |  |  | Previous Materials Evaluation | Yes | Visual inspection at the meter pit | 2024-09-27 |  | Non-Lead | No | [5 empty] | No
60680 | 166 FOX ST. |  |  |  | Non-Lead - Copper | [8 empty] | Non-Lead - Copper |  |  | Other | Yes | Customer self-identification | 2024-03-24 |  | Non-Lead | No | [5 empty] | No
60682 | 137 - 18TH AVE. |  |  |  | Non-Lead - Copper | [8 empty] | Non-Lead - Copper |  |  | Other | Yes | Customer self-identification | 2024-03-14 |  | Non-Lead | No | [5 empty] | No
60685 | 131 - 18TH AVE. |  |  |  | Non-Lead - Copper | [8 empty] | Non-Lead - Copper |  |  | Field inspection only with no records | Yes | Visual inspection at the meter pit | 2024-09-25 |  | Non-Lead | No | [5 empty] | No
60690 | 125 - 18TH AVE. |  |  |  | Non-Lead - Copper | [8 empty] | Non-Lead - Copper |  |  | Field inspection only with no records | Yes | Visual inspection at the meter pit | 2020-08-19 |  | Non-Lead | No | [5 empty] | No
60695 | 121 - 18TH AVE. |  |  |  | Non-Lead - Copper | [8 empty] | Non-Lead - Copper |  |  | Field inspection only with no records | Yes | Visual inspection at the meter pit | 2024-01-08 |  | Non-Lead | No | [5 empty] | No
60700 | 115 - 18TH AVE. |  |  |  | Non-Lead - Copper | [8 empty] | Non-Lead - Copper |  |  | Field inspection only with no records | Yes | Visual inspection at the meter pit | 2016-04-14 |  | Non-Lead | No | [5 empty] | No
60705 | 115 - 18TH AVE. (POOL) |  |  |  | Non-Lead - Copper | [8 empty] | Non-Lead - Copper |  |  | Field inspection only with no records | Yes | Visual inspection at the meter pit | 2021-10-27 |  | Non-Lead | No | [5 empty] | No
60710 | 106 - 18TH AVE. |  |  |  | Non-Lead - Copper | [8 empty] | Non-Lead - Copper |  |  | Field inspection only with no records | Yes | Visual inspection at the meter pit | 2020-07-17 |  | Non-Lead | No | [5 empty] | No
60715 | 110 - 18TH AVE. |  |  |  | Non-Lead - Copper | [8 empty] | Non-Lead - Copper |  |  | Field inspection only with no records | Yes | Other | 2024-09-27 |  | Non-Lead | No | [5 empty] | No
60720 | 114 - 18TH AVE. |  |  |  | Non-Lead - Copper | [8 empty] | Non-Lead - Copper |  |  | Other | Yes | Customer self-identification | 2024-05-25 |  | Non-Lead | No | [5 empty] | No
60725 | 118 - 18TH AVE. |  |  |  | Non-Lead - Copper | [8 empty] | Non-Lead - Copper |  |  | Other | Yes | Customer self-identification | 2024-05-28 |  | Non-Lead | No | [5 empty] | No
60730 | 122 - 18TH AVE. |  |  |  | Non-Lead - Copper | [8 empty] | Non-Lead - Copper |  |  | Other | Yes | Customer self-identification | 2024-02-17 |  | Non-Lead | No | [5 empty] | No
60735 | 126 - 18TH AVE. |  |  |  | Non-Lead - Copper | [8 empty] | Non-Lead - Copper | 1998 |  | Installation date after lead ban | Yes | Customer self-identification | 2024-03-23 |  | Non-Lead | No | [5 empty] | No
60740 | 130 - 18TH AVE. |  |  |  | Non-Lead - Copper | [8 empty] | Non-Lead - Plastic | 2020 |  | Installation date after lead ban | Yes | Customer self-identification | 2024-04-11 |  | Non-Lead | No | [5 empty] | No
60745 | 134 - 18TH AVE. |  |  |  | Non-Lead - Copper | [8 empty] | Non-Lead - Copper |  |  | Field inspection only with no records | Yes | Visual inspection at the meter pit | 2021-03-10 |  | Non-Lead | No | [5 empty] | No
60750 | 138 - 18TH AVE. |  |  |  | Non-Lead - Copper | [8 empty] | Non-Lead - Copper |  |  | Other | Yes | Customer self-identification | 2024-02-17 |  | Non-Lead | No | [5 empty] | No
70021 | 137 - 19TH AVE. |  |  |  | Non-Lead - Copper | [8 empty] | Non-Lead - Copper |  |  | Other | Yes | Customer self-identification | 2024-04-18 |  | Non-Lead | No | [5 empty] | No
70041 | 135 - 19TH AVE. |  |  |  | Non-Lead - Copper | [8 empty] | Non-Lead - Copper |  |  | Other | Yes | Customer self-identification | 2024-02-20 |  | Non-Lead | No | [5 empty] | No
70061 | 134 - 19TH AVE. |  |  |  | Non-Lead - Copper | [8 empty] | Non-Lead - Copper |  |  | Other | Yes | Customer self-identification | 2024-03-14 |  | Non-Lead | No | [5 empty] | No
70081 | 130 - 19TH AVE. |  |  |  | Non-Lead - Copper | [8 empty] | Non-Lead - Copper |  |  | Field inspection only with no records | Yes | Visual inspection at the meter pit | 2024-09-26 |  | Non-Lead | No | [5 empty] | No
70101 | 143 CEDAR ST. |  |  |  | Non-Lead - Copper | [8 empty] | Non-Lead - Copper |  |  | Field inspection only with no records | Yes | Visual inspection at the meter pit | 2024-09-26 |  | Non-Lead | No | [5 empty] | No
70121 | 139 CEDAR ST. |  |  |  | Non-Lead - Copper | [8 empty] | Non-Lead - Copper |  |  | Field inspection only with no records | Yes | Visual inspection at the meter pit | 2024-09-26 |  | Non-Lead | No | [5 empty] | No
70141 | 135 CEDAR ST. |  |  |  | Non-Lead - Copper | [8 empty] | Non-Lead - Copper |  |  | Other | Yes | Customer self-identification | 2024-03-20 |  | Non-Lead | No | [5 empty] | No
70161 | 131 CEDAR ST. |  |  |  | Non-Lead - Copper | [8 empty] | Non-Lead - Copper |  |  | Previous Materials Evaluation | Yes | Other | 2024-09-27 |  | Non-Lead | No | [5 empty] | No
70181 | 130 CEDAR ST. |  |  |  | Non-Lead - Copper | [8 empty] | Non-Lead - Copper |  |  | Other | Yes | Customer self-identification | 2024-03-14 |  | Non-Lead | No | [5 empty] | No
70201 | 134 CEDAR ST. |  |  |  | Non-Lead - Copper | [8 empty] | Non-Lead - Copper |  |  | Other | Yes | Customer self-identification | 2024-03-20 |  | Non-Lead | No | [5 empty] | No
70221 | 138 CEDAR ST. |  |  |  | Non-Lead - Copper | [8 empty] | Non-Lead - Plastic |  |  | Other | Yes | Customer self-identification | 2024-03-14 |  | Non-Lead | No | [5 empty] | No
70241 | 142 CEDAR ST. |  |  |  | Non-Lead - Copper | [8 empty] | Non-Lead - Plastic | 2022 |  | Installation date after lead ban | Yes | Customer self-identification | 2024-03-26 |  | Non-Lead | No | [5 empty] | No
70261 | 127 - 19TH AVE. |  |  |  | Non-Lead - Copper | [8 empty] | Non-Lead - Copper |  |  | Other | Yes | Customer self-identification | 2024-03-22 |  | Non-Lead | No | [5 empty] | No
70281 | 125 - 19TH AVE. |  |  |  | Non-Lead - Copper | [8 empty] | Non-Lead - Copper |  |  | Field inspection only with no records | Yes | Visual inspection at the meter pit | 2023-10-27 |  | Non-Lead | No | [5 empty] | No
70299 | 143 PINE ST. |  |  |  | Non-Lead - Copper | [8 empty] | Non-Lead - Copper |  |  | Field inspection only with no records | Yes | Visual inspection at the meter pit | 2024-09-30 |  | Non-Lead | No | [5 empty] | No
70321 | 139 PINE ST. |  |  |  | Non-Lead - Copper | [8 empty] | Non-Lead - Copper |  |  | Other | Yes | Customer self-identification | 2024-02-20 |  | Non-Lead | No | [5 empty] | No
70341 | 135 PINE ST. |  |  |  | Non-Lead - Copper | [8 empty] | Non-Lead - Copper |  |  | Field inspection only with no records | Yes | Visual inspection at the meter pit | 2019-09-27 |  | Non-Lead | No | [5 empty] | No
70361 | 131 PINE ST. |  |  |  | Non-Lead - Copper | [8 empty] | Non-Lead - Copper |  |  | Other | Yes | Customer self-identification | 2024-03-25 |  | Non-Lead | No | [5 empty] | Yes
70381 | 138 PINE ST. |  |  |  | Non-Lead - Copper | [8 empty] | Non-Lead - Copper |  |  | Previous Materials Evaluation | No | Other | 2024-09-27 |  | Non-Lead | No | [5 empty] | No
70401 | 142 PINE ST. |  |  |  | Non-Lead - Copper | [8 empty] | Non-Lead - Copper |  |  | Other | Yes | Customer self-identification | 2024-02-25 |  | Non-Lead | No | [5 empty] | No
70421 | 117 - 19TH AVE. |  |  |  | Non-Lead - Copper | [8 empty] | Non-Lead - Copper |  |  | Previous Materials Evaluation | Yes | Visual inspection at the meter pit | 2019-09-27 |  | Non-Lead | No | [5 empty] | No
70441 | 114 - 19TH AVE. |  |  |  | Non-Lead - Copper | [8 empty] | Non-Lead - Copper |  |  | Other | Yes | Customer self-identification | 2024-03-20 |  | Non-Lead | No | [5 empty] | No
70461 | 150 ST. CATHERINE ST. |  |  |  | Non-Lead - Copper | [8 empty] | Non-Lead - Copper |  |  | Field inspection only with no records | Yes | Visual inspection at the meter pit | 2024-09-25 |  | Non-Lead | No | [5 empty] | No
70481 | 146 ST. CATHERINE ST. |  |  |  | Non-Lead - Copper | [8 empty] | Non-Lead - Plastic |  |  | Other | Yes | Customer self-identification | 2024-03-16 |  | Non-Lead | No | [5 empty] | No
70501 | 147 ST. CATHERINE ST. |  |  |  | Non-Lead - Copper | [8 empty] | Non-Lead - Copper |  |  | Field inspection only with no records | Yes | Visual inspection at the meter pit | 2023-09-01 |  | Non-Lead | No | [5 empty] | No
70521 | 143 ST. CATHERINE ST. |  |  |  | Non-Lead - Copper | [8 empty] | Non-Lead - Copper |  |  | Other | Yes | Customer self-identification | 2024-03-02 |  | Non-Lead | No | [5 empty] | No
70541 | 137 ST. CATHERINE ST. |  |  |  | Non-Lead - Copper | [8 empty] | Non-Lead - Copper |  |  | Field inspection only with no records | Yes | Visual inspection at the meter pit | 2022-04-19 |  | Non-Lead | No | [5 empty] | No
70561 | 134 ST. CATHERINE ST. |  |  |  | Non-Lead - Copper | [8 empty] | Non-Lead - Copper |  |  | Field inspection only with no records | Yes | Visual inspection at the meter pit | 2017-06-27 |  | Non-Lead | No | [5 empty] | No
70581 | 130 ST. CATHERINE |  |  |  | Non-Lead - Copper | [8 empty] | Non-Lead - Copper |  |  | Field inspection only with no records | Yes | Visual inspection at the meter pit | 2019-04-26 |  | Non-Lead | No | [5 empty] | No
70602 | 111 - 20TH AVE. |  |  |  | Non-Lead - Copper | [8 empty] | Non-Lead - Plastic |  |  | Other | Yes | Customer self-identification | 2024-03-14 |  | Non-Lead | No | [5 empty] | No
70621 | 113 - 20TH AVE. |  |  |  | Non-Lead - Copper | [8 empty] | Non-Lead - Copper |  |  | Other | Yes | Customer self-identification | 2024-02-19 |  | Non-Lead | No | [5 empty] | No
70641 | 115 - 20TH AVE. |  |  |  | Non-Lead - Copper | [8 empty] | Non-Lead - Copper |  |  | Other | Yes | Customer self-identification | 2024-04-16 |  | Non-Lead | No | [5 empty] | No
70661 | 114 - 20TH AVE. |  |  |  | Non-Lead - Copper | [8 empty] | Non-Lead - Copper |  |  | Other | Yes | Customer self-identification | 2024-03-25 |  | Non-Lead | No | [5 empty] | No
70681 | 118 - 20TH AVE. |  |  |  | Non-Lead - Copper | [8 empty] | Non-Lead - Copper |  |  | Other | Yes | Customer self-identification | 2024-04-11 |  | Non-Lead | No | [5 empty] | No
70701 | 117 - 20TH AVE. |  |  |  | Non-Lead - Copper | [8 empty] | Non-Lead - Copper |  |  | Other | Yes | Customer self-identification | 2024-04-25 |  | Non-Lead | No | [5 empty] | No
70721 | 119 - 20TH AVE. |  |  |  | Non-Lead - Copper | [8 empty] | Non-Lead - Copper |  |  | Previous Materials Evaluation | Yes | Other | 2024-09-27 |  | Non-Lead | No | [5 empty] | No
70741 | 121 - 20TH AVE. |  |  |  | Non-Lead - Copper | [8 empty] | Non-Lead - Copper |  |  | Field inspection only with no records | Yes | Visual inspection at the meter pit | 2023-09-25 |  | Non-Lead | No | [5 empty] | No
70761 | 125 - 20TH AVE. |  |  |  | Non-Lead - Copper | [8 empty] | Non-Lead - Copper |  |  | Other | Yes | Customer self-identification | 2024-02-19 |  | Non-Lead | No | [5 empty] | No
70781 | 127 - 20TH AVE. |  |  |  | Non-Lead - Copper | [8 empty] | Non-Lead - Copper |  |  | Other | Yes | Customer self-identification | 2024-05-09 |  | Non-Lead | No | [5 empty] | No
70801 | 149 - 19TH AVE. |  |  |  | Non-Lead - Copper | [8 empty] | Non-Lead - Copper |  |  | Other | Yes | Customer self-identification | 2024-02-20 |  | Non-Lead | No | [5 empty] | No
70821 | 155 - 19TH AVE., MADAWASKA |  |  |  | Non-Lead - Copper | [8 empty] | Non-Lead - Copper |  |  | Field inspection only with no records | Yes | Visual inspection at the meter pit | 2024-09-25 |  | Non-Lead | No | [5 empty] | No
70841 | 160 - 19TH AVE. |  |  |  | Non-Lead - Copper | [8 empty] | Non-Lead - Copper |  |  | Other | Yes | Customer self-identification | 2024-02-17 |  | Non-Lead | No | [5 empty] | No
70861 | 168 - 19TH AVE. |  |  |  | Non-Lead - Copper | [8 empty] | Non-Lead - Copper |  |  | Field inspection only with no records | Yes | Visual inspection at the meter pit | 2017-09-20 |  | Non-Lead | No | [5 empty] | No
70881 | 174 - 19TH AVE. |  |  |  | Non-Lead - Copper | [8 empty] | Non-Lead - Copper |  |  | Other | Yes | Customer self-identification | 2024-03-26 |  | Non-Lead | No | [5 empty] | No
70901 | 182 - 19TH AVE. |  |  |  | Non-Lead - Copper | [8 empty] | Non-Lead - Copper |  |  | Field inspection only with no records | Yes | Visual inspection at the meter pit | 2024-09-25 |  | Non-Lead | No | [5 empty] | No
70921 | 186 - 19TH AVE. |  |  |  | Non-Lead - Copper | [8 empty] | Non-Lead - Copper |  |  | Previous Materials Evaluation | Yes | Visual inspection at the meter pit | 2024-09-27 |  | Non-Lead | No | [5 empty] | No
70941 | 190 - 19TH AVE. |  |  |  | Non-Lead - Copper | [8 empty] | Non-Lead - Copper |  |  | Other | Yes | Customer self-identification | 2024-03-13 |  | Non-Lead | No | [5 empty] | No
70960 | 200 - 19TH AVE. |  |  |  | Non-Lead - Copper | [8 empty] | Non-Lead - Copper |  |  | Other | Yes | Customer self-identification | 2024-02-17 |  | Non-Lead | No | [5 empty] | No
70980 | 206 - 19TH AVE. |  |  |  | Non-Lead - Copper | [8 empty] | Non-Lead - Copper |  |  | Field inspection only with no records | Yes | Visual inspection at the meter pit | 2024-09-25 |  | Non-Lead | No | [5 empty] | No
71000 | 210 - 19TH AVE. |  |  |  | Non-Lead - Copper | [8 empty] | Non-Lead - Copper |  |  | Other | Yes | Customer self-identification | 2024-03-20 |  | Non-Lead | No | [5 empty] | No
71020 | 214 - 19TH AVE. |  |  |  | Non-Lead - Copper | [8 empty] | Non-Lead - Copper | 1987 |  | Installation date after lead ban | Yes | Customer self-identification | 2024-04-11 |  | Non-Lead | No | [5 empty] | No
71040 | 218 - 19TH AVE. |  |  |  | Non-Lead - Copper | [8 empty] | Non-Lead - Copper |  |  | Other | Yes | Customer self-identification | 2024-03-18 |  | Non-Lead | No | [5 empty] | No
71060 | 224 - 19TH AVE. |  |  |  | Non-Lead - Copper | [8 empty] | Non-Lead - Copper |  |  | Other | Yes | Customer self-identification | 2024-02-24 |  | Non-Lead | No | [5 empty] | No
71080 | 230 - 19TH AVE. |  |  |  | Non-Lead - Copper | [8 empty] | Non-Lead - Copper |  |  | Other | Yes | Customer self-identification | 2024-02-16 |  | Non-Lead | No | [5 empty] | No
71100 | 234 - 19TH AVE. |  |  |  | Non-Lead - Copper | [8 empty] | Non-Lead - Copper |  |  | Other | Yes | Customer self-identification | 2024-02-16 |  | Non-Lead | No | [5 empty] | No
71120 | 238 - 19TH AVE. |  |  |  | Non-Lead - Copper | [8 empty] | Non-Lead - Copper |  |  | Other | Yes | Customer self-identification | 2024-03-14 |  | Non-Lead | No | [5 empty] | No
71140 | 242 - 19TH AVE. |  |  |  | Non-Lead - Copper | [8 empty] | Non-Lead - Copper |  |  | Other | Yes | Customer self-identification | 2024-02-18 |  | Non-Lead | No | [5 empty] | No
71160 | 248 - 19TH AVE. |  |  |  | Non-Lead - Copper | [8 empty] | Non-Lead - Copper |  |  | Field inspection only with no records | Yes | Visual inspection at the meter pit | 2024-09-25 |  | Non-Lead | No | [5 empty] | No
71163 | 158 DIONNE ST. |  |  |  | Non-Lead - Copper |  |  |  | Installation date after lead ban |  |  |  |  | Non-Lead - Copper |  |  | Other | Yes | Customer self-identification | 2024-03-22 |  | Non-Lead | No | [5 empty] | No
71170 | 160 DIONNE ST. (APT. 101) |  |  |  | Non-Lead - Copper |  |  |  | Installation date after lead ban |  |  |  |  | Non-Lead - Plastic | 2019 |  | Installation date after lead ban | Yes | Customer self-identification | 2024-03-24 |  | Non-Lead | No | [5 empty] | No
71172 | 160 DIONNE ST. (APT. 102) |  |  |  | Non-Lead - Copper |  |  |  | Installation date after lead ban |  |  |  |  | Non-Lead - Copper | 2018 |  | Installation date after lead ban | Yes | Customer self-identification | 2024-02-18 |  | Non-Lead | No | [5 empty] | No
71181 | 175 DIONNE ST. |  |  |  | Non-Lead - Copper |  |  |  | Installation date after lead ban |  |  |  |  | Non-Lead - Copper |  |  | Field inspection only with no records | Yes | Visual inspection at the meter pit | 2011-03-18 |  | Non-Lead | No | [5 empty] | No
71183 | 167 DIONNE ST. |  |  |  | Non-Lead - Copper |  |  |  | Installation date after lead ban |  |  |  |  | Non-Lead - Copper |  |  | Other | Yes | Customer self-identification | 2024-02-17 |  | Non-Lead | No | [5 empty] | No
71185 | 266 - 16TH AVE. |  |  |  | Non-Lead - Copper |  |  |  | Installation date after lead ban |  |  |  |  | Non-Lead - Copper |  |  | Installation date after lead ban |  |  |  |  | Non-Lead | No | [5 empty] | No
71187 | 278 - 16TH AVE. |  |  |  | Non-Lead - Copper |  |  |  | Installation date after lead ban |  |  |  |  | Non-Lead - Copper |  |  | Other | Yes | Customer self-identification | 2024-02-17 |  | Non-Lead | No | [5 empty] | No
71188 | 290 - 16TH AVE. BLDG #1, UNIT #1 |  |  |  | Non-Lead - Plastic |  |  |  | Installation record (e.g., tap card) | Yes | Mechanical excavation at one location | 2020 |  | Non-Lead - Plastic | 2021 |  | Installation date after lead ban | Yes | Customer self-identification | 2024-04-11 |  | Non-Lead | No | [5 empty] | No
71189 | 290 - 16TH AVE. BLDG #1, UNIT #2 |  |  |  | Non-Lead - Plastic |  |  |  | Installation record (e.g., tap card) | Yes | Mechanical excavation at one location | 2020 |  | Non-Lead - Plastic | 2021 |  | Installation date after lead ban | Yes | Customer self-identification | 2024-04-11 |  | Non-Lead | No | [5 empty] | No
71190 | 290 - 16TH AVE BLDG #2 UNIT #3 |  |  |  | Non-Lead - Plastic |  |  |  | Installation record (e.g., tap card) | Yes | Mechanical excavation at one location | 2020 |  | Non-Lead - Plastic | 2021 |  | Installation date after lead ban | Yes | Customer self-identification | 2024-04-11 |  | Non-Lead | No | [5 empty] | No
71191 | 290 - 16TH AVE, BLDG #2, UNIT #4 |  |  |  | Non-Lead - Plastic |  |  |  | Installation record (e.g., tap card) | Yes | Mechanical excavation at one location | 2020 |  | Non-Lead - Plastic | 2022 |  | Installation date after lead ban | Yes | Customer self-identification | 2024-04-11 |  | Non-Lead | No | [5 empty] | No
71192 | 271 - 16TH AVE. |  |  |  | Non-Lead - Copper | [8 empty] | Non-Lead - Copper | 2006 |  | Installation date after lead ban | Yes | Customer self-identification | 2024-03-26 |  | Non-Lead | No | [5 empty] | No
71194 | 265 - 16TH AVE. |  |  |  | Non-Lead - Copper | [8 empty] | Non-Lead - Copper |  |  | Field inspection only with no records | Yes | Visual inspection at the meter pit | 2023-04-20 |  | Non-Lead | No | [5 empty] | No
71196 | 253 -16TH AVE. |  |  |  | Non-Lead - Copper | [8 empty] | Non-Lead - Copper | 2007 |  | Installation date after lead ban | Yes | Customer self-identification | 2024-05-20 |  | Non-Lead | No | [5 empty] | No
71198 | 252 - 19TH AVE. |  |  |  | Non-Lead - Copper | [8 empty] | Non-Lead - Copper | 1988 |  | Installation date after lead ban | Yes | Customer self-identification | 2024-02-18 |  | Non-Lead | No | [5 empty] | No
71200 | 260 - 19TH AVE. |  |  |  | Non-Lead - Copper | [8 empty] | Non-Lead - Copper |  |  | Other | Yes | Customer self-identification | 2024-02-17 |  | Non-Lead | No | [5 empty] | No
71220 | 268 - 19TH AVE. |  |  |  | Non-Lead - Copper | [8 empty] | Non-Lead - Copper | 1987 |  | Installation date after lead ban | Yes | Customer self-identification | 2024-02-16 |  | Non-Lead | No | [5 empty] | Yes
71240 | 274 - 19TH AVE. |  |  |  | Non-Lead - Copper | [8 empty] | Non-Lead - Copper |  |  | Other | Yes | Customer self-identification | 2024-03-14 |  | Non-Lead | No | [5 empty] | No
71260 | 282 - 19TH AVE. |  |  |  | Non-Lead - Copper | [8 empty] | Non-Lead - Copper |  |  | Installation date after lead ban |  |  |  |  | Non-Lead | No | [5 empty] | No
71280 | 286 - 19TH AVE. |  |  |  | Non-Lead - Copper | [8 empty] | Non-Lead - Copper | 1996 |  | Installation date after lead ban |  |  |  |  | Non-Lead | No | [5 empty] | No
71300 | 294 - 19TH AVE. |  |  |  | Non-Lead - Copper | [8 empty] | Non-Lead - Copper |  |  | Other | Yes | Customer self-identification | 2024-03-22 |  | Non-Lead | No | [5 empty] | No
71305 | 298 - 19TH AVE. (Condo 101 & 102) |  |  |  | Non-Lead - Copper | [8 empty] | Non-Lead - Plastic | 2020 |  | Installation date after lead ban | Yes | Customer self-identification | 2024-03-14 |  | Non-Lead | No | [5 empty] | No
71308 | 302 - 19TH AVE. (Condo 103 & 104) |  |  |  | Non-Lead - Copper | [8 empty] | Non-Lead - Plastic | 2013 |  | Installation date after lead ban | Yes | Customer self-identification | 2024-03-22 |  | Non-Lead | No | [5 empty] | No
71310 | 308 - 19TH AVE. (UNIT 105 & 106) |  |  |  | Non-Lead - Copper | [8 empty] | Non-Lead - Plastic | 2021 |  | Installation date after lead ban | Yes | Customer self-identification | 2024-03-22 |  | Non-Lead | No | [5 empty] | No
71311 | 149 BELLEVUE ST. |  |  |  | Non-Lead - Copper | [8 empty] | Non-Lead - Plastic | 2006 |  | Installation date after lead ban | Yes | Customer self-identification | 2024-03-22 |  | Non-Lead | No | [5 empty] | No
71312 | 314 19TH AVENUE (UNIT 107 & 108) |  |  |  | Non-Lead - Copper | [8 empty] | Non-Lead - Plastic | 2022 |  | Installation date after lead ban | Yes | Customer self-identification | 2024-03-18 |  | Non-Lead | No | [5 empty] | No
71313 | 320 - 19TH AVENUE (UNIT 11 & UNIT 12) |  |  |  | Non-Lead - Copper | [8 empty] | Non-Lead - Plastic | 2023 |  | Installation date after lead ban | Yes | Customer self-identification | 2024-03-18 |  | Non-Lead | No | [5 empty] | No
71314 | 313 19TH AVENUE (UNIT 9 & 10) |  |  |  | Non-Lead - Copper | [8 empty] | Non-Lead - Plastic | 2021 |  | Installation date after lead ban | Yes | Customer self-identification | 2024-03-22 |  | Non-Lead | No | [5 empty] | No
71315 | 303 - 19TH AVE. (APT. 1 & 2) |  |  |  | Non-Lead - Copper | [8 empty] | Non-Lead - Plastic | 2006 |  | Installation date after lead ban |  |  |  |  | Non-Lead | No | [5 empty] | No
71317 | 303 - 19TH AVE. (APT. 3 & 4) |  |  |  | Non-Lead - Copper | [8 empty] | Non-Lead - Plastic | 2006 |  | Installation date after lead ban |  |  |  |  | Non-Lead | No | [5 empty] | No
71319 | 293 - 19TH AVE. |  |  |  | Non-Lead - Copper | [8 empty] | Non-Lead - Copper | 2002 |  | Installation date after lead ban | Yes | Customer self-identification | 2024-02-17 |  | Non-Lead | No | [5 empty] | No
71320 | 289 - 19TH AVE. (CONDO #2) |  |  |  | Non-Lead - Copper | [8 empty] | Non-Lead - Copper | 1998 |  | Installation date after lead ban | Yes | Visual inspection at the meter pit | 2018-05-01 |  | Non-Lead | No | [5 empty] | No
71338 | 317 - 19th Ave. |  |  |  | Non-Lead - Copper |  |  | 3/4" | Installation date after lead ban | Yes | Other | 2024 |  | Non-Lead - Copper | 2024 |  | Installation date after lead ban | Yes | Visual inspection at the meter pit | 2024-10-07 |  | Non-Lead | No | [5 empty] | No
71340 | 281 - 19TH AVE. (CONDO #1) |  |  |  | Non-Lead - Copper | [8 empty] | Non-Lead - Copper | 1998 |  | Installation date after lead ban | Yes | Visual inspection at the meter pit | 2018-05-01 |  | Non-Lead | No | [5 empty] | No
71360 | 269 - 19TH AVE. |  |  |  | Non-Lead - Copper | [8 empty] | Non-Lead - Copper |  |  | Other | Yes | Customer self-identification | 2024-02-17 |  | Non-Lead | No | [5 empty] | No
71381 | 265 - 19TH AVE., MADAWASKA |  |  |  | Non-Lead - Copper | [8 empty] | Non-Lead - Copper | 1992 |  | Installation date after lead ban | Yes | Customer self-identification | 2024-02-24 |  | Non-Lead | No | [5 empty] | No
71400 | 263 - 19TH AVE. |  |  |  | Non-Lead - Copper | [8 empty] | Non-Lead - Copper | 1993 |  | Installation date after lead ban | Yes | Customer self-identification | 2024-05-18 |  | Non-Lead | No | [5 empty] | No
71421 | 257 - 19TH AVE. |  |  |  | Non-Lead - Copper | [8 empty] | Non-Lead - Copper |  |  | Previous Materials Evaluation | Yes | Other | 2024-09-27 |  | Non-Lead | No | [5 empty] | No
71440 | 251 - 19TH AVE. |  |  |  | Non-Lead - Copper | [8 empty] | Non-Lead - Copper |  |  | Other | Yes | Customer self-identification | 2024-03-14 |  | Non-Lead | No | [5 empty] | No
71460 | 247 - 19TH AVE. |  |  |  | Non-Lead - Copper | [8 empty] | Non-Lead - Copper |  |  | Field inspection only with no records | Yes | Visual inspection at the meter pit | 2024-09-25 |  | Non-Lead | No | [5 empty] | No
71480 | 239 - 19TH AVE. |  |  |  | Non-Lead - Copper | [8 empty] | Non-Lead - Copper |  |  | Other | Yes | Customer self-identification | 2024-02-17 |  | Non-Lead | No | [5 empty] | No
71500 | 235 - 19TH AVE. |  |  |  | Non-Lead - Copper | [8 empty] | Non-Lead - Copper |  |  | Field inspection only with no records | Yes | Visual inspection at the meter pit | 2010-04-06 |  | Non-Lead | No | [5 empty] | No
71520 | 227 - 19TH AVE. |  |  |  | Non-Lead - Copper | [8 empty] | Non-Lead - Copper |  |  | Other | Yes | Customer self-identification | 2024-03-23 |  | Non-Lead | No | [5 empty] | No
71540 | 219 - 19TH AVE. |  |  |  | Non-Lead - Copper | [8 empty] | Non-Lead - Copper |  |  | Field inspection only with no records | Yes | Visual inspection at the meter pit | 2018-12-20 |  | Non-Lead | No | [5 empty] | No
71560 | 213 - 19TH AVE. |  |  |  | Non-Lead - Copper | [8 empty] | Non-Lead - Copper | 1993 |  | Installation date after lead ban | Yes | Customer self-identification | 2024-03-12 |  | Non-Lead | No | [5 empty] | No
71580 | 207 - 19TH AVE. |  |  |  | Non-Lead - Copper | [8 empty] | Non-Lead - Copper |  |  | Installation date after lead ban |  |  |  |  | Non-Lead | No | [5 empty] | No
71600 | 197 - 19TH AVE. |  |  |  | Non-Lead - Copper | [8 empty] | Non-Lead - Copper |  |  | Installation date after lead ban |  |  |  |  | Non-Lead | No | [5 empty] | No
71620 | 187 - 19TH AVE. |  |  |  | Non-Lead - Copper | [8 empty] | Non-Lead - Copper |  |  | Other | Yes | Customer self-identification | 2024-03-25 |  | Non-Lead | No | [5 empty] | Yes
71640 | 181 - 19TH AVE. |  |  |  | Non-Lead - Copper | [8 empty] | Non-Lead - Copper |  |  | Other | Yes | Customer self-identification | 2024-04-01 |  | Non-Lead | No | [5 empty] | No
71660 | 175 - 19TH AVE. |  |  |  | Non-Lead - Copper | [8 empty] | Non-Lead - Copper |  |  | Other | Yes | Customer self-identification | 2024-03-20 |  | Non-Lead | No | [5 empty] | No
71680 | 167 - 19TH AVE. |  |  |  | Non-Lead - Copper | [8 empty] | Non-Lead - Copper |  |  | Other | Yes | Customer self-identification | 2024-04-03 |  | Non-Lead | No | [5 empty] | No
71700 | 137 CLOVER ST. |  |  |  | Non-Lead - Copper | [8 empty] | Non-Lead - Copper |  |  | Other | Yes | Customer self-identification | 2024-05-23 |  | Non-Lead | No | [5 empty] | No
71720 | 131 CLOVER ST. |  |  |  | Non-Lead - Copper | [8 empty] | Non-Lead - Copper |  |  | Field inspection only with no records | Yes | Visual inspection at the meter pit | 2024-09-25 |  | Non-Lead | No | [5 empty] | No
71740 | 125 CLOVER ST. |  |  |  | Non-Lead - Copper | [8 empty] | Non-Lead - Plastic |  |  | Other | Yes | Customer self-identification | 2024-04-11 |  | Non-Lead | No | [5 empty] | No
71760 | 124 CLOVER ST. |  |  |  | Non-Lead - Copper | [8 empty] | Non-Lead - Copper |  |  | Other | Yes | Customer self-identification | 2024-04-11 |  | Non-Lead | No | [5 empty] | No
71780 | 130 CLOVER ST. |  |  |  | Non-Lead - Copper | [8 empty] | Non-Lead - Copper |  |  | Other | Yes | Customer self-identification | 2024-03-13 |  | Non-Lead | No | [5 empty] | No
71800 | 164 HILLCREST AVE. |  |  |  | Non-Lead - Copper | [8 empty] | Non-Lead - Copper |  |  | Other | Yes | Customer self-identification | 2024-03-11 |  | Non-Lead | No | [5 empty] | No
71820 | 161 HILLCREST AVE. |  |  |  | Non-Lead - Copper | [8 empty] | Non-Lead - Copper |  |  | Other | Yes | Customer self-identification | 2024-02-16 |  | Non-Lead | No | [5 empty] | No
71840 | 160 HILLCREST AVE. |  |  |  | Non-Lead - Copper | [8 empty] | Non-Lead - Copper |  |  | Other | Yes | Customer self-identification | 2024-04-18 |  | Non-Lead | No | [5 empty] | No
71860 | 155 HILLCREST AVE. |  |  |  | Non-Lead - Copper | [8 empty] | Non-Lead - Copper |  |  | Other | Yes | Customer self-identification | 2024-02-16 |  | Non-Lead | No | [5 empty] | No
71880 | 136 BIRCH ST. |  |  |  | Non-Lead - Copper | [8 empty] | Non-Lead - Copper |  |  | Other | Yes | Customer self-identification | 2024-02-21 |  | Non-Lead | No | [5 empty] | No
71900 | 130 BIRCH ST. |  |  |  | Non-Lead - Copper | [8 empty] | Non-Lead - Copper |  |  | Field inspection only with no records | Yes | Visual inspection at the meter pit | 2024-09-27 |  | Non-Lead | No | [5 empty] | No
71920 | 131 BIRCH ST. |  |  |  | Non-Lead - Copper | [8 empty] | Non-Lead - Copper |  |  | Other | Yes | Customer self-identification | 2024-03-20 |  | Non-Lead | No | [5 empty] | No
71940 | 126 BIRCH ST. |  |  |  | Non-Lead - Copper | [8 empty] | Non-Lead - Copper |  |  | Other | Yes | Customer self-identification | 2024-02-16 |  | Non-Lead | No | [5 empty] | No
71960 | 127 BIRCH ST. |  |  |  | Non-Lead - Copper | [8 empty] | Non-Lead - Copper |  |  | Field inspection only with no records | Yes | Visual inspection at the meter pit | 2015-11-19 |  | Non-Lead | No | [5 empty] | No
71980 | 122 BIRCH ST. |  |  |  | Non-Lead - Copper | [8 empty] | Non-Lead - Copper |  |  | Other | Yes | Customer self-identification | 2024-02-16 |  | Non-Lead | No | [5 empty] | No
72000 | 123 BIRCH ST. |  |  |  | Non-Lead - Copper | [8 empty] | Non-Lead - Copper |  |  | Field inspection only with no records | Yes | Visual inspection at the meter pit | 2024-09-26 |  | Non-Lead | No | [5 empty] | No
72020 | 117 BIRCH ST. |  |  |  | Non-Lead - Copper | [8 empty] | Non-Lead - Copper |  |  | Field inspection only with no records | Yes | Visual inspection at the meter pit | 2024-09-26 |  | Non-Lead | No | [5 empty] | No
72040 | 159 - 21ST AVE. |  |  |  | Non-Lead - Copper | [8 empty] | Non-Lead - Plastic |  |  | Other | Yes | Customer self-identification | 2024-05-20 |  | Non-Lead | No | [5 empty] | No
72060 | 165 - 21ST AVE. |  |  |  | Non-Lead - Copper | [8 empty] | Non-Lead - Copper |  |  | Other | Yes | Customer self-identification | 2024-02-16 |  | Non-Lead | No | [5 empty] | No
72080 | 198 - 21ST AVE. |  |  |  | Non-Lead - Copper | [8 empty] | Non-Lead - Copper | 2001 |  | Installation date after lead ban | Yes | Customer self-identification | 2024-02-17 |  | Non-Lead | No | [5 empty] | No
72100 | 202 - 21ST AVE. |  |  |  | Non-Lead - Copper | [8 empty] | Non-Lead - Copper | 1988 |  | Installation date after lead ban |  |  |  |  | Non-Lead | No | [5 empty] | No
72120 | 206 - 21ST AVE. |  |  |  | Non-Lead - Copper | [8 empty] | Non-Lead - Copper | 1999 |  | Installation date after lead ban | Yes | Customer self-identification | 2024-02-18 |  | Non-Lead | No | [5 empty] | No
72140 | 210 - 21ST AVE. |  |  |  | Non-Lead - Copper | [8 empty] | Non-Lead - Copper |  |  | Installation date after lead ban |  |  |  |  | Non-Lead | No | [5 empty] | No
72160 | 216 - 21ST AVE. |  |  |  | Non-Lead - Copper | [8 empty] | Non-Lead - Copper | 1989 |  | Installation date after lead ban |  |  |  |  | Non-Lead | No | [5 empty] | No
72180 | 224 - 21ST AVE. |  |  |  | Non-Lead - Copper | [8 empty] | Non-Lead - Copper |  |  | Installation date after lead ban |  |  |  |  | Non-Lead | No | [5 empty] | No
72200 | 230 - 21ST AVE. |  |  |  | Non-Lead - Copper | [8 empty] | Non-Lead - Copper | 1996 |  | Installation date after lead ban | Yes | Customer self-identification | 2024-02-16 |  | Non-Lead | No | [5 empty] | No
72220 | 236 - 21ST AVE. |  |  |  | Non-Lead - Copper | [8 empty] | Non-Lead - Copper | 1999 |  | Installation date after lead ban | Yes | Customer self-identification | 2024-04-12 |  | Non-Lead | No | [5 empty] | No
72240 | 240 - 21ST AVE. |  |  |  | Non-Lead - Copper | [8 empty] | Non-Lead - Copper | 1999 |  | Installation date after lead ban | Yes | Customer self-identification | 2024-02-16 |  | Non-Lead | No | [5 empty] | No
72250 | 248 - 21ST AVE. |  |  |  | Non-Lead - Copper | [8 empty] | Non-Lead - Copper | 2012 |  | Installation date after lead ban | Yes | Customer self-identification | 2024-02-17 |  | Non-Lead | No | [5 empty] | No
72260 | 247 - 21ST AVE. |  |  |  | Non-Lead - Copper | [8 empty] | Non-Lead - Copper | 1994 |  | Installation date after lead ban | Yes | Customer self-identification | 2024-02-24 |  | Non-Lead | No | [5 empty] | No
72280 | 239 - 21ST AVE. (office, residence) |  |  |  | Non-Lead - Copper | [8 empty] | Non-Lead - Copper | 1990 |  | Installation date after lead ban | Yes | Customer self-identification | 2024-02-21 |  | Non-Lead | No | [5 empty] | No
72300 | 231 - 21ST AVE. |  |  |  | Non-Lead - Copper | [8 empty] | Non-Lead - Copper | 1990 |  | Installation date after lead ban | Yes | Visual inspection at the meter pit | 2012-07-16 |  | Non-Lead | No | [5 empty] | No
72320 | 223 - 21ST AVE. |  |  |  | Non-Lead - Copper | [8 empty] | Non-Lead - Copper |  |  | Other | Yes | Customer self-identification | 2024-02-19 |  | Non-Lead | No | [5 empty] | No
72340 | 217 - 21ST AVE. |  |  |  | Non-Lead - Copper | [8 empty] | Non-Lead - Copper | 1996 |  | Installation date after lead ban | Yes | Customer self-identification | 2024-02-16 |  | Non-Lead | No | [5 empty] | No
72360 | 211 - 21ST AVE. |  |  |  | Non-Lead - Copper | [8 empty] | Non-Lead - Copper | 1990 |  | Installation date after lead ban |  |  |  |  | Non-Lead | No | [5 empty] | No
72380 | 205 - 21ST AVE. |  |  |  | Non-Lead - Copper | [8 empty] | Non-Lead - Copper | 1988 |  | Installation date after lead ban | Yes | Customer self-identification | 2024-03-22 |  | Non-Lead | No | [5 empty] | No
72400 | 199 - 21ST AVE. |  |  |  | Non-Lead - Copper | [8 empty] | Non-Lead - Copper |  |  | Installation date after lead ban |  |  |  |  | Non-Lead | No | [5 empty] | No
72420 | 117 SPRUCE ST. |  |  |  | Non-Lead - Copper | [8 empty] | Non-Lead - Copper |  |  | Other | Yes | Customer self-identification | 2024-02-16 |  | Non-Lead | No | [5 empty] | No
72440 | 113 SPRUCE ST. |  |  |  | Non-Lead - Copper | [8 empty] | Non-Lead - Copper |  |  | Other | Yes | Customer self-identification | 2024-02-27 |  | Non-Lead | No | [5 empty] | No
72460 | 192 - 22ND AVE. |  |  |  | Non-Lead - Copper | [8 empty] | Non-Lead - Copper | 1998 |  | Installation date after lead ban | Yes | Customer self-identification | 2024-03-24 |  | Non-Lead | No | [5 empty] | No
72470 | 210 - 22nd Ave. |  |  |  | Non-Lead - Copper |  |  | 3/4" |  | Yes |  |  |  | Non-Lead - Copper |  |  | Field inspection only with no records | Yes | Visual inspection at the meter pit | 2024-10-07 |  | Non-Lead | No | [5 empty] | No
72480 | 218 - 22ND AVE. |  |  |  | Non-Lead - Copper | [8 empty] | Non-Lead - Plastic |  |  | Other | Yes | Customer self-identification | 2024-03-22 |  | Non-Lead | No | [5 empty] | No
72482 | 222 - 22ND AVE. |  |  |  | Non-Lead - Copper | [8 empty] | Non-Lead - Copper | 1999 |  | Installation date after lead ban | Yes | Customer self-identification | 2024-03-25 |  | Non-Lead | No | [5 empty] | No
72489 | 228 - 22ND AVE. |  |  |  | Non-Lead - Copper | [8 empty] | Non-Lead - Copper | 2011 |  | Installation date after lead ban | Yes | Customer self-identification | 2024-02-24 |  | Non-Lead | No | [5 empty] | No
72491 | 231 - 22ND AVE. |  |  |  | Non-Lead - Copper | [8 empty] | Non-Lead - Plastic | 2018 |  | Installation date after lead ban | Yes | Customer self-identification | 2024-03-25 |  | Non-Lead | No | [5 empty] | No
72492 | 227 - 22ND AVE. |  |  |  | Non-Lead - Copper | [8 empty] | Non-Lead - Copper |  |  | Installation date after lead ban |  |  |  |  | Non-Lead | No | [5 empty] | No
72494 | 221 - 22ND AVE. |  |  |  | Non-Lead - Copper | [8 empty] | Non-Lead - Copper | 2003 |  | Installation date after lead ban | Yes | Customer self-identification | 2024-03-22 |  | Non-Lead | No | [5 empty] | No
72496 | 217 - 22ND AVE. |  |  |  | Non-Lead - Copper | [8 empty] | Non-Lead - Copper | 2001 |  | Installation date after lead ban | Yes | Customer self-identification | 2024-03-26 |  | Non-Lead | No | [5 empty] | No
72498 | 211 - 22ND AVE. |  |  |  | Non-Lead - Copper | [8 empty] | Non-Lead - Copper |  |  | Other | Yes | Customer self-identification | 2024-02-16 |  | Non-Lead | No | [5 empty] | No
72500 | 205 - 22ND AVE. |  |  |  | Non-Lead - Copper | [8 empty] | Non-Lead - Copper | 2000 |  | Installation date after lead ban |  |  |  |  | Non-Lead | No | [5 empty] | No
72520 | 185 - 22ND AVE. |  |  |  | Non-Lead - Copper | [8 empty] | Non-Lead - Copper |  |  | Installation date after lead ban |  |  |  |  | Non-Lead | No | [5 empty] | No
72540 | 171 - 22ND AVE. |  |  |  | Non-Lead - Copper | [8 empty] | Non-Lead - Copper |  |  | Other | Yes | Customer self-identification | 2024-02-20 |  | Non-Lead | No | [5 empty] | No
72560 | 167 - 22ND AVE. |  |  |  | Non-Lead - Copper | [8 empty] | Non-Lead - Copper |  |  | Other | Yes | Customer self-identification | 2024-04-12 |  | Non-Lead | No | [5 empty] | No
72580 | 163 - 22ND AVE. |  |  |  | Non-Lead - Copper | [8 empty] | Non-Lead - Copper |  |  | Other | Yes | Customer self-identification | 2024-02-16 |  | Non-Lead | No | [5 empty] | No
72600 | 166 - 22ND AVE. |  |  |  | Non-Lead - Copper | [8 empty] | Non-Lead - Copper |  |  | Field inspection only with no records | Yes | Visual inspection at the meter pit | 2024-09-27 |  | Non-Lead | No | [5 empty] | No
72620 | 160 - 22ND AVE. |  |  |  | Non-Lead - Copper | [8 empty] | Non-Lead - Copper |  |  | Other | Yes | Customer self-identification | 2024-02-22 |  | Non-Lead | No | [5 empty] | No
72640 | 159 - 22ND AVE. |  |  |  | Non-Lead - Copper | [8 empty] | Non-Lead - Copper |  |  | Other | Yes | Customer self-identification | 2024-03-22 |  | Non-Lead | No | [5 empty] | No
72660 | 105 BIRCH ST. |  |  |  | Non-Lead - Copper | [8 empty] | Non-Lead - Copper |  |  | Other | Yes | Customer self-identification | 2024-03-26 |  | Non-Lead | No | [5 empty] | No
72680 | 150 - 22ND AVE. |  |  |  | Non-Lead - Copper | [8 empty] | Non-Lead - Copper |  |  | Other | Yes | Customer self-identification | 2024-04-11 |  | Non-Lead | No | [5 empty] | No
72700 | 137 - 22ND AVE. |  |  |  | Non-Lead - Copper | [8 empty] | Non-Lead - Copper |  |  | Other | Yes | Customer self-identification | 2024-03-26 |  | Non-Lead | No | [5 empty] | No
72720 | 133 - 22ND AVE. |  |  |  | Non-Lead - Copper | [8 empty] | Non-Lead - Copper |  |  | Other | Yes | Customer self-identification | 2024-03-13 |  | Non-Lead | No | [5 empty] | No
72740 | 129 - 22ND AVE. |  |  |  | Non-Lead - Copper | [8 empty] | Non-Lead - Copper | 1990 |  | Installation date after lead ban | Yes | Customer self-identification | 2024-05-03 |  | Non-Lead | No | [5 empty] | No
72760 | 125 - 22ND AVE. |  |  |  | Non-Lead - Copper | [8 empty] | Non-Lead - Copper |  |  | Other | Yes | Customer self-identification | 2024-02-27 |  | Non-Lead | No | [5 empty] | No
72780 | 119 - 22ND AVE. |  |  |  | Non-Lead - Copper | [8 empty] | Non-Lead - Copper |  |  | Previous Materials Evaluation | No | Other | 2024-09-24 |  | Non-Lead | No | [5 empty] | No
72800 | 124 - 23RD AVE. |  |  |  | Non-Lead - Copper | [8 empty] | Non-Lead - Copper |  |  | Previous Materials Evaluation | No | Other | 2024-09-24 |  | Non-Lead | No | [5 empty] | No
72820 | 116 - 22ND AVE. |  |  |  | Non-Lead - Copper | [8 empty] | Non-Lead - Copper |  |  | Other | Yes | Customer self-identification | 2024-04-11 |  | Non-Lead | No | [5 empty] | Yes
72840 | 124 - 22ND AVE. |  |  |  | Non-Lead - Copper | [8 empty] | Non-Lead - Copper |  |  | Other | Yes | Customer self-identification | 2024-05-06 |  | Non-Lead | No | [5 empty] | No
72860 | 126 - 22ND AVE. |  |  |  | Non-Lead - Copper | [8 empty] | Non-Lead - Copper |  |  | Field inspection only with no records | Yes | Visual inspection at the meter pit | 2024-04-11 |  | Non-Lead | No | [5 empty] | No
72880 | 130 - 22ND AVE. |  |  |  | Non-Lead - Copper | [8 empty] | Non-Lead - Copper |  |  | Field inspection only with no records | Yes | Visual inspection at the meter pit | 2010-02-23 |  | Non-Lead | No | [5 empty] | No
72900 | 117 - 25TH AVE. |  |  |  | Non-Lead - Copper | [8 empty] | Non-Lead - Plastic |  |  | Other | Yes | Customer self-identification | 2024-03-14 |  | Non-Lead | No | [5 empty] | No
72920 | 125 - 25TH AVE. |  |  |  | Non-Lead - Copper | [8 empty] | Non-Lead - Copper |  |  | Previous Materials Evaluation | Yes | Mechanical excavation at one location | 2024-09-24 |  | Non-Lead | No | [5 empty] | No
72940 | 78 FOX ST. |  |  |  | Non-Lead - Copper | [8 empty] | Non-Lead - Copper | 1999 |  | Installation date after lead ban | Yes | Customer self-identification | 2024-03-26 |  | Non-Lead | No | [5 empty] | No
72960 | 88 FOX ST. |  |  |  | Non-Lead - Copper | [8 empty] | Non-Lead - Copper |  |  | Other | Yes | Customer self-identification | 2024-03-13 |  | Non-Lead | No | [5 empty] | No
72980 | 85 FOX ST. |  |  |  | Non-Lead - Other | [8 empty] | Non-Lead - Other |  |  | Previous Materials Evaluation | Yes | Visual inspection at the meter pit | 2024-09-27 |  | Non-Lead | No | [5 empty] | No
72985 | 81 FOX ST. |  |  |  | Non-Lead - Other | [8 empty] | Non-Lead - Other |  |  | Previous Materials Evaluation | Yes | Visual inspection at the meter pit | 2024-09-27 |  | Non-Lead | No | [5 empty] | No
73000 | 85 FOX ST. |  |  |  | Non-Lead - Other | [8 empty] | Non-Lead - Other |  |  | Field inspection only with no records | Yes | Visual inspection at the meter pit | 2024-09-12 |  | Non-Lead | No | [5 empty] | No
73010 | 85 FOX STREET |  |  |  | Non-Lead - Copper | [8 empty] | Non-Lead - Copper |  |  | Field inspection only with no records | Yes | Visual inspection at the meter pit | 2024-09-12 |  | Non-Lead | No | [5 empty] | No
73080 | 77 HIGHLAND ST. |  |  |  | Non-Lead - Copper | [8 empty] | Non-Lead - Copper |  |  | Field inspection only with no records | Yes | Visual inspection at the meter pit | 2024-09-27 |  | Non-Lead | No | [5 empty] | No
73100 | 78 HIGHLAND ST. |  |  |  | Non-Lead - Copper | [8 empty] | Non-Lead - Copper |  |  | Field inspection only with no records | Yes | Visual inspection at the meter pit | 2024-09-27 |  | Non-Lead | No | [5 empty] | No
73120 | 81 HIGHLAND ST. |  |  |  | Non-Lead - Copper | [8 empty] | Non-Lead - Copper |  |  | Other | Yes | Customer self-identification | 2024-02-27 |  | Non-Lead | No | [5 empty] | No
73140 | 82 HIGHLAND ST. |  |  |  | Non-Lead - Copper | [8 empty] | Non-Lead - Copper |  |  | Other | Yes | Customer self-identification | 2024-03-14 |  | Non-Lead | No | [5 empty] | No
73160 | 86 HIGHLAND ST. |  |  |  | Non-Lead - Copper | [8 empty] | Non-Lead - Copper |  |  | Other | Yes | Customer self-identification | 2024-02-16 |  | Non-Lead | No | [5 empty] | No
73180 | 174 LAVOIE AVE. |  |  |  | Non-Lead - Copper | [8 empty] | Non-Lead - Copper |  |  | Field inspection only with no records |  | Visual inspection at the meter pit | 2011-05-24 |  | Non-Lead | No | [5 empty] | No
73200 | 178 LAVOIE AVE. |  |  |  | Non-Lead - Copper | [8 empty] | Non-Lead - Copper |  |  | Other | Yes | Customer self-identification | 2024-03-03 |  | Non-Lead | No | [5 empty] | No
73220 | 181 LAVOIE AVE. |  |  |  | Non-Lead - Copper | [8 empty] | Non-Lead - Copper |  |  | Field inspection only with no records | Yes | Visual inspection at the meter pit | 2024-09-27 |  | Non-Lead | No | [5 empty] | No
73240 | 182 LAVOIE AVE. |  |  |  | Non-Lead - Copper | [8 empty] | Non-Lead - Copper |  |  | Field inspection only with no records | Yes | Visual inspection at the meter pit | 2011-12-15 |  | Non-Lead | No | [5 empty] | No
73260 | 186 LAVOIE AVE. |  |  |  | Non-Lead - Copper | [8 empty] | Non-Lead - Copper |  |  | Other | Yes | Customer self-identification | 2024-03-22 |  | Non-Lead | No | [5 empty] | No
73280 | 185 LAVOIE AVE. |  |  |  | Non-Lead - Copper | [8 empty] | Non-Lead - Copper |  |  | Field inspection only with no records | Yes | Visual inspection at the meter pit | 2024-09-27 |  | Non-Lead | No | [5 empty] | No
73300 | 190 LAVOIE AVE. |  |  |  | Non-Lead - Copper | [8 empty] | Non-Lead - Copper |  |  | Other | Yes | Customer self-identification | 2024-02-16 |  | Non-Lead | No | [5 empty] | No
73320 | 196 LAVOIE AVE. |  |  |  | Non-Lead - Copper | [8 empty] | Non-Lead - Copper |  |  | Field inspection only with no records | Yes | Visual inspection at the meter pit | 2024-09-27 |  | Non-Lead | No | [5 empty] | No
73340 | 197 LAVOIE AVE. |  |  |  | Non-Lead - Copper | [8 empty] | Non-Lead - Copper | 1996 |  | Installation date after lead ban | Yes | Customer self-identification | 2024-04-10 |  | Non-Lead | No | [5 empty] | No
73360 | 202 LAVOIE AVE. |  |  |  | Non-Lead - Copper | [8 empty] | Non-Lead - Copper |  |  | Other | Yes | Customer self-identification | 2024-04-01 |  | Non-Lead | No | [5 empty] | No
73380 | 205 LAVOIE AVE. |  |  |  | Non-Lead - Copper | [8 empty] | Non-Lead - Copper |  |  | Other | Yes | Customer self-identification | 2024-03-13 |  | Non-Lead | No | [5 empty] | No
73400 | 206 LAVOIE AVE. |  |  |  | Non-Lead - Copper | [8 empty] | Non-Lead - Copper | 1996 |  | Installation date after lead ban | Yes | Customer self-identification | 2024-02-19 |  | Non-Lead | No | [5 empty] | No
73420 | 212 LAVOIE AVE. |  |  |  | Non-Lead - Copper |  |  | 3/4" | Installation date after lead ban |  |  |  |  | Non-Lead - Copper | 1996 |  | Installation date after lead ban | Yes | Customer self-identification | 2024-02-18 |  | Non-Lead | No | [5 empty] | No
73440 | 94 DIONNE ST. |  |  |  | Non-Lead - Copper |  |  | 3/4" | Installation date after lead ban |  |  |  |  | Non-Lead - Copper | 1995 |  | Installation date after lead ban | Yes | Customer self-identification | 2024-03-22 |  | Non-Lead | No | [5 empty] | No
73460 | 98 DIONNE ST. |  |  |  | Non-Lead - Copper |  |  | 3/4" | Installation date after lead ban |  |  |  |  | Non-Lead - Copper | 1998 |  | Installation date after lead ban | Yes | Customer self-identification | 2024-02-27 |  | Non-Lead | No | [5 empty] | No
73480 | 104 DIONNE ST. |  |  |  | Non-Lead - Copper |  |  | 3/4" | Installation date after lead ban |  |  |  |  | Non-Lead - Copper | 1997 |  | Installation date after lead ban | Yes | Customer self-identification | 2024-03-18 |  | Non-Lead | No | [5 empty] | No
73500 | 110 DIONNE ST. |  |  |  | Non-Lead - Copper |  |  | 3/4" | Installation date after lead ban |  |  |  |  | Non-Lead - Copper | 1995 |  | Installation date after lead ban | Yes | Customer self-identification | 2024-03-22 |  | Non-Lead | No | [5 empty] | No
73510 | 133 DIONNE ST. |  |  |  | Non-Lead - Copper |  |  | 3/4" | Installation date after lead ban |  |  |  |  | Non-Lead - Copper | 2003 |  | Installation date after lead ban | Yes | Customer self-identification | 2024-04-01 |  | Non-Lead | No | [5 empty] | No
73512 | 260 DUGAL DRIVE |  |  |  | Non-Lead - Copper |  |  | 3/4" | Installation date after lead ban |  |  |  |  | Non-Lead - Other | 2008 |  | Installation date after lead ban | Yes | Customer self-identification | 2024-02-22 | Ductile Iron | Non-Lead | No | [5 empty] | No
73513 | 260 DUGAL DRIVE (private meter) |  |  |  | Non-Lead - Copper |  |  | 3/4" | Installation date after lead ban |  |  |  |  | Non-Lead - Other | 2008 |  | Installation date after lead ban | Yes | Customer self-identification | 2024-02-22 | Ductile Iron | Non-Lead | No | [5 empty] | No
73514 | 125 DIONNE ST. |  |  |  | Non-Lead - Copper |  |  | 3/4" | Installation date after lead ban |  |  |  |  | Non-Lead - Copper | 2010 |  | Installation date after lead ban | Yes | Customer self-identification | 2024-03-14 |  | Non-Lead | No | [5 empty] | No
73515 | 123 DIONNE ST. (APT. #2) |  |  |  | Non-Lead - Copper |  |  | 3/4" | Installation date after lead ban |  |  |  |  | Non-Lead - Copper | 2010 |  | Installation date after lead ban | Yes | Customer self-identification | 2024-02-21 |  | Non-Lead | No | [5 empty] | No
73520 | 117 DIONNE ST. |  |  |  | Non-Lead - Copper |  |  | 3/4" | Installation date after lead ban |  |  |  |  | Non-Lead - Copper | 1998 |  | Installation date after lead ban | Yes | Customer self-identification | 2024-04-11 |  | Non-Lead | No | [5 empty] | No
73540 | 109 DIONNE ST. |  |  |  | Non-Lead - Copper |  |  | 3/4" | Installation date after lead ban |  |  |  |  | Non-Lead - Copper | 1998 |  | Installation date after lead ban | Yes | Customer self-identification | 2024-02-16 |  | Non-Lead | No | [5 empty] | No
73560 | 101 DIONNE ST. |  |  |  | Non-Lead - Copper |  |  | 3/4" | Installation date after lead ban |  |  |  |  | Non-Lead - Copper | 1997 |  | Installation date after lead ban | Yes | Customer self-identification | 2024-04-11 |  | Non-Lead | No | [5 empty] | No
73580 | 93 DIONNE ST. |  |  |  | Non-Lead - Copper |  |  | 3/4" | Installation date after lead ban |  |  |  |  | Non-Lead - Copper |  |  | Installation date after lead ban |  |  |  |  | Non-Lead | No | [5 empty] | No
73600 | 218 LAVOIE AVE. |  |  |  | Non-Lead - Copper |  |  | 3/4" | Installation date after lead ban |  |  |  |  | Non-Lead - Copper |  |  | Other | Yes | Customer self-identification | 2024-02-16 |  | Non-Lead | No | [5 empty] | No
73620 | 230 LAVOIE AVE. |  |  |  | Non-Lead - Copper |  |  | 3/4" | Installation date after lead ban |  |  |  |  | Non-Lead - Copper | 1993 |  | Installation date after lead ban | Yes | Customer self-identification | 2024-02-19 |  | Non-Lead | No | [5 empty] | No
73640 | 234 LAVOIE AVE. |  |  |  | Non-Lead - Copper |  |  | 3/4" | Installation date after lead ban |  |  |  |  | Non-Lead - Copper | 1995 |  | Installation date after lead ban | Yes | Customer self-identification | 2024-03-01 |  | Non-Lead | No | [5 empty] | No
73650 | 238 LAVOIE AVE. |  |  |  | Non-Lead - Copper |  |  | 3/4" | Installation date after lead ban |  |  |  |  | Non-Lead - Copper | 2004 |  | Installation date after lead ban | Yes | Customer self-identification | 2024-06-14 |  | Non-Lead | No | [5 empty] | No
73655 | 233 LAVOIE AVE. |  |  |  | Non-Lead - Copper |  |  | 3/4" | Installation date after lead ban |  |  |  |  | Non-Lead - Plastic | 2019 |  | Installation date after lead ban | Yes | Customer self-identification | 2024-03-18 |  | Non-Lead | No | [5 empty] | No
73660 | 223 LAVOIE AVE., MADAWASKA, ME |  |  |  | Non-Lead - Copper |  |  | 3/4" | Installation date after lead ban |  |  |  |  | Non-Lead - Copper | 1989 |  | Installation date after lead ban | Yes | Customer self-identification | 2024-03-19 |  | Non-Lead | No | [5 empty] | No
73680 | 81 DIONNE ST. |  |  |  | Non-Lead - Copper |  |  | 3/4" | Installation date after lead ban |  |  |  |  | Non-Lead - Copper | 1997 |  | Installation date after lead ban |  |  |  |  | Non-Lead | No | [5 empty] | No
73700 | 77 DIONNE ST. |  |  |  | Non-Lead - Copper |  |  | 3/4" | Installation date after lead ban |  |  |  |  | Non-Lead - Copper | 1997 |  | Installation date after lead ban | Yes | Customer self-identification | 2024-03-27 |  | Non-Lead | No | [5 empty] | No
73720 | 73 DIONNE ST. |  |  |  | Non-Lead - Copper |  |  | 3/4" | Installation date after lead ban |  |  |  |  | Non-Lead - Copper | 1996 |  | Installation date after lead ban | Yes | Customer self-identification | 2024-03-12 |  | Non-Lead | No | [5 empty] | No
73740 | 74 DIONNE ST. |  |  |  | Non-Lead - Copper |  |  | 3/4" | Installation date after lead ban |  |  |  |  | Non-Lead - Copper | 1990 |  | Installation date after lead ban | Yes | Customer self-identification | 2024-02-18 |  | Non-Lead | No | [5 empty] | No
73760 | 78 DIONNE ST. |  |  |  | Non-Lead - Copper |  |  | 3/4" | Installation date after lead ban |  |  |  |  | Non-Lead - Copper | 1995 |  | Installation date after lead ban | Yes | Customer self-identification | 2024-04-11 |  | Non-Lead | No | [5 empty] | No
73780 | 211 LAVOIE AVE. |  |  |  | Non-Lead - Copper |  |  | 3/4" | Installation date after lead ban |  |  |  |  | Non-Lead - Copper | 1995 |  | Installation date after lead ban | Yes | Customer self-identification | 2024-03-23 |  | Non-Lead | No | [5 empty] | No
73800 | 82 MARTIN ST. |  |  |  | Non-Lead - Copper | [8 empty] | Non-Lead - Copper |  |  | Field inspection only with no records | Yes | Visual inspection at the meter pit | 2024-09-27 |  | Non-Lead | No | [5 empty] | No
73820 | 81 MARTIN ST. |  |  |  | Non-Lead - Copper | [8 empty] | Non-Lead - Copper |  |  | Other | Yes | Customer self-identification | 2024-02-17 |  | Non-Lead | No | [5 empty] | No
73840 | 77 MARTIN ST. |  |  |  | Non-Lead - Copper | [8 empty] | Non-Lead - Copper |  |  | Other | Yes | Customer self-identification | 2024-02-17 |  | Non-Lead | No | [5 empty] | No
73860 | 190 - 25TH AVE. |  |  |  | Non-Lead - Copper | [8 empty] | Non-Lead - Copper |  |  | Field inspection only with no records | Yes | Visual inspection at the meter pit | 2024-09-27 |  | Non-Lead | No | [5 empty] | No
73880 | 189 - 25TH AVE. |  |  |  | Non-Lead - Copper | [8 empty] | Non-Lead - Copper |  |  | Field inspection only with no records | Yes | Visual inspection at the meter pit | 2024-09-27 |  | Non-Lead | No | [5 empty] | No
73900 | 185 - 25TH AVE. |  |  |  | Non-Lead - Copper | [8 empty] | Non-Lead - Copper |  |  | Field inspection only with no records | Yes | Visual inspection at the meter pit | 2024-09-27 |  | Non-Lead | No | [5 empty] | No
73920 | 184 - 25TH AVE. |  |  |  | Non-Lead - Copper | [8 empty] | Non-Lead - Copper | 1989 |  | Installation date after lead ban | Yes | Customer self-identification | 2024-02-25 |  | Non-Lead | No | [5 empty] | No
73940 | 181 - 25TH AVE. |  |  |  | Non-Lead - Copper | [8 empty] | Non-Lead - Copper |  |  | Other | Yes | Customer self-identification | 2024-02-18 |  | Non-Lead | No | [5 empty] | No
73960 | 178 - 25TH AVE. |  |  |  | Non-Lead - Copper | [8 empty] | Non-Lead - Copper |  |  | Other | Yes | Customer self-identification | 2024-02-16 |  | Non-Lead | No | [5 empty] | No
73980 | 174 - 25TH AVE. |  |  |  | Non-Lead - Copper | [8 empty] | Non-Lead - Copper |  |  | Field inspection only with no records | Yes | Visual inspection at the meter pit | 2024-09-27 |  | Non-Lead | No | [5 empty] | No
74000 | 171 - 25TH AVE. |  |  |  | Non-Lead - Copper | [8 empty] | Non-Lead - Copper | 1992 |  | Installation date after lead ban | Yes | Customer self-identification | 2024-03-05 |  | Non-Lead | No | [5 empty] | No
74020 | 167 - 25TH AVE. |  |  |  | Non-Lead - Copper | [8 empty] | Non-Lead - Copper |  |  | Other | Yes | Customer self-identification | 2024-02-16 |  | Non-Lead | No | [5 empty] | No
74040 | 163 - 25TH AVE. |  |  |  | Non-Lead - Copper | [8 empty] | Non-Lead - Copper |  |  | Field inspection only with no records | Yes | Visual inspection at the meter pit | 2024-09-27 |  | Non-Lead | No | [5 empty] | No
74060 | 159 - 25TH AVE. |  |  |  | Non-Lead - Copper | [8 empty] | Non-Lead - Copper |  |  | Other | Yes | Customer self-identification | 2024-02-19 |  | Non-Lead | No | [5 empty] | No
74080 | 155 - 25TH AVE. |  |  |  | Non-Lead - Copper | [8 empty] | Non-Lead - Copper |  |  | Other | Yes | Customer self-identification | 2024-02-19 |  | Non-Lead | No | [5 empty] | No
74100 | 151 - 25TH AVE. |  |  |  | Non-Lead - Copper | [8 empty] | Non-Lead - Copper |  |  | Other | Yes | Customer self-identification | 2024-02-19 |  | Non-Lead | No | [5 empty] | No
74120 | 147 - 25TH AVE. |  |  |  | Non-Lead - Copper | [8 empty] | Non-Lead - Copper |  |  | Other | Yes | Customer self-identification | 2024-02-19 |  | Non-Lead | No | [5 empty] | No
74140 | 143 - 25TH AVE. |  |  |  | Non-Lead - Copper | [8 empty] | Non-Lead - Copper |  |  | Other | Yes | Customer self-identification | 2024-02-24 |  | Non-Lead | No | [5 empty] | No
74160 | 139 - 25TH AVE. |  |  |  | Non-Lead - Copper | [8 empty] | Non-Lead - Copper |  |  | Other | Yes | Customer self-identification | 2024-02-16 |  | Non-Lead | No | [5 empty] | No
74180 | 67 FOX ST. |  |  |  | Non-Lead - Copper | [8 empty] | Non-Lead - Copper |  |  | Field inspection only with no records | Yes | Visual inspection at the meter pit | 2019-09-18 |  | Non-Lead | No | [5 empty] | No
74200 | 62 FOX ST. |  |  |  | Non-Lead - Copper | [8 empty] | Non-Lead - Copper |  |  | Other | Yes | Customer self-identification | 2023-02-16 |  | Non-Lead | No | [5 empty] | No
74220 | 63 FOX ST. |  |  |  | Non-Lead - Copper | [8 empty] | Non-Lead - Copper |  |  | Field inspection only with no records | Yes | Visual inspection at the meter pit | 2024-09-27 |  | Non-Lead | No | [5 empty] | No
74240 | 132 REED AVE. |  |  |  | Non-Lead - Copper | [8 empty] | Non-Lead - Copper |  |  | Other | Yes | Customer self-identification | 2024-03-01 |  | Non-Lead | No | [5 empty] | No
74260 | 136 REED AVE. |  |  |  | Non-Lead - Copper | [8 empty] | Non-Lead - Copper |  |  | Other | Yes | Customer self-identification | 2024-02-26 |  | Non-Lead | No | [5 empty] | No
74280 | 137 REED AVE. |  |  |  | Non-Lead - Copper | [8 empty] | Non-Lead - Copper | 1990 |  | Installation date after lead ban | Yes | Customer self-identification | 2024-04-11 |  | Non-Lead | No | [5 empty] | No
74300 | 57 FOX ST. |  |  |  | Non-Lead - Copper |  |  | 3/4" | Service line repair or replacement record | Yes | Mechanical excavation at one location | 2023 |  | Non-Lead - Plastic | 2023 | 3/4" | Installation date after lead ban |  |  | 2023-07-01 |  | Non-Lead | No | [5 empty] | No
74320 | 54 FOX ST. |  |  |  | Non-Lead - Copper | [8 empty] | Non-Lead - Copper |  |  | Field inspection only with no records | Yes | Visual inspection at the meter pit | 2012-12-04 |  | Non-Lead | No | [5 empty] | No
74340 | 53 FOX ST. |  |  |  | Non-Lead - Copper | [8 empty] | Non-Lead - Copper |  |  | Other | Yes | Customer self-identification | 2024-02-28 |  | Non-Lead | No | [5 empty] | No
74360 | 134 - 26TH AVE. |  |  |  | Non-Lead - Copper | [8 empty] | Non-Lead - Copper | 1990 |  | Installation date after lead ban | Yes | Customer self-identification | 2024-03-20 |  | Non-Lead | No | [5 empty] | No
74380 | 140 - 26TH AVE. |  |  |  | Non-Lead - Copper | [8 empty] | Non-Lead - Copper |  |  | Other | Yes | Customer self-identification | 2024-02-19 |  | Non-Lead | No | [5 empty] | No
74400 | 144 - 26TH AVE. |  |  |  | Non-Lead - Copper | [8 empty] | Non-Lead - Copper |  |  | Field inspection only with no records | Yes | Visual inspection at the meter pit | 2024-09-27 |  | Non-Lead | No | [5 empty] | No
74420 | 148 - 26TH AVE. |  |  |  | Non-Lead - Copper | [8 empty] | Non-Lead - Copper |  |  | Other | Yes | Customer self-identification | 2024-05-28 |  | Non-Lead | No | [5 empty] | No
74440 | 152 - 26TH AVE. |  |  |  | Non-Lead - Copper | [8 empty] | Non-Lead - Copper |  |  | Other | Yes | Customer self-identification | 2024-03-26 |  | Non-Lead | No | [5 empty] | No
74460 | 57 CANNAN ST. |  |  |  | Non-Lead - Copper | [8 empty] | Non-Lead - Copper |  |  | Other | Yes | Customer self-identification | 2024-02-16 |  | Non-Lead | No | [5 empty] | No
74480 | 164 - 26TH AVE. |  |  |  | Non-Lead - Copper | [8 empty] | Non-Lead - Copper |  |  | Other | Yes | Customer self-identification | 2024-02-27 |  | Non-Lead | No | [5 empty] | No
74500 | 168 - 26TH AVE. |  |  |  | Non-Lead - Copper | [8 empty] | Non-Lead - Copper |  |  | Other | Yes | Customer self-identification | 2024-03-25 |  | Non-Lead | No | [5 empty] | No
74520 | 172 - 26TH AVE. |  |  |  | Non-Lead - Copper | [8 empty] | Non-Lead - Copper |  |  | Other | Yes | Customer self-identification | 2024-03-30 |  | Non-Lead | No | [5 empty] | No
74540 | 176 - 26TH AVE. |  |  |  | Non-Lead - Copper | [8 empty] | Non-Lead - Copper |  |  | Other | Yes | Customer self-identification | 2024-04-01 |  | Non-Lead | No | [5 empty] | No
74560 | 180 - 26TH AVE. |  |  |  | Non-Lead - Copper | [8 empty] | Non-Lead - Copper | 2020 |  | Installation date after lead ban | Yes | Customer self-identification | 2024-02-16 |  | Non-Lead | No | [5 empty] | No
74580 | 179 - 26TH AVE. |  |  |  | Non-Lead - Copper | [8 empty] | Non-Lead - Copper |  |  | Field inspection only with no records | Yes | Visual inspection at the meter pit | 2024-09-27 |  | Non-Lead | No | [5 empty] | No
74600 | 175 - 26TH AVE. |  |  |  | Non-Lead - Copper | [8 empty] | Non-Lead - Copper |  |  | Other | No | Customer self-identification | 2024-02-24 |  | Non-Lead | No | [5 empty] | No
74620 | 169 - 26TH AVE. |  |  |  | Non-Lead - Copper | [8 empty] | Non-Lead - Copper |  |  | Other | Yes | Customer self-identification | 2024-03-19 |  | Non-Lead | No | [5 empty] | No
74640 | 165 - 26TH AVE. |  |  |  | Non-Lead - Copper | [8 empty] | Non-Lead - Copper |  |  | Field inspection only with no records | Yes | Visual inspection at the meter pit | 2023-07-12 |  | Non-Lead | No | [5 empty] | No
74660 | 161 - 26TH AVE. |  |  |  | Non-Lead - Copper | [8 empty] | Non-Lead - Copper |  |  | Other | Yes | Customer self-identification | 2024-05-22 |  | Non-Lead | No | [5 empty] | No
74680 | 153 - 26TH AVE. |  |  |  | Non-Lead - Copper | [8 empty] | Non-Lead - Copper |  |  | Other | Yes | Customer self-identification | 2024-03-14 |  | Non-Lead | No | [5 empty] | No
74700 | 149 - 26TH AVE. |  |  |  | Non-Lead - Copper | [8 empty] | Non-Lead - Copper |  |  | Other | Yes | Customer self-identification | 2024-03-26 |  | Non-Lead | No | [5 empty] | No
74720 | 145 - 26TH AVE. |  |  |  | Non-Lead - Copper | [8 empty] | Non-Lead - Copper |  |  | Other | Yes | Customer self-identification | 2024-03-14 |  | Non-Lead | No | [5 empty] | No
74740 | 141 - 26TH AVE. |  |  |  | Non-Lead - Copper | [8 empty] | Non-Lead - Copper |  |  | Other | Yes | Customer self-identification | 2024-02-16 |  | Non-Lead | No | [5 empty] | No
74760 | 133 - 26TH AVE. |  |  |  | Non-Lead - Copper | [8 empty] | Non-Lead - Copper |  |  | Other | Yes | Customer self-identification | 2024-03-13 |  | Non-Lead | No | [5 empty] | No
74765 | 129 - 26TH AVE. |  |  |  | Non-Lead - Copper | [8 empty] | Non-Lead - Copper |  |  | Other | Yes | Customer self-identification | 2024-02-21 |  | Non-Lead | No | [5 empty] | No
74780 | 123 - 26TH AVE. |  |  |  | Non-Lead - Copper | [8 empty] | Non-Lead - Copper | 1994 |  | Installation date after lead ban | Yes | Customer self-identification | 2024-03-26 |  | Non-Lead | No | [5 empty] | No
74800 | 119 - 26TH AVE. |  |  |  | Non-Lead - Copper | [8 empty] | Non-Lead - Copper |  |  | Other | Yes | Customer self-identification | 2024-02-14 |  | Non-Lead | No | [5 empty] | No
74820 | 110 - 26TH AVE. |  |  |  | Non-Lead - Copper | [8 empty] | Non-Lead - Copper |  |  | Other | Yes | Customer self-identification | 2024-02-19 |  | Non-Lead | No | [5 empty] | No

## Public Accessibility Doc.
Public Accessibility Documentation
PWS Name: Madawaska Water District
PWSID: ME0090920
Enter Date Last Updated: | 2024-09-30
Purpose of this worksheet: For systems to provide documentation to states on how they met the public accessibility requirements of the LCRR.
1. Select the location identifiers that you use for your service line inventory. Check all that apply.
Address
Street
Block
Intersection
Landmark
GPS Coordinates
Other
If "Other", please describe:
2. Does every service line have a location identifier? |  | Yes
If "No", explain. Remember that location identifiers are required for service lines that are lead and galvanized requiring replacement.
3. How are you making your inventory publicly accessible? Check all that apply. Remember that if your system serves > 50,000 people, you must provide the inventory online.
Interactive online map
Static online map
Online spreadsheet
Printed service line map
Printed tabular data
Information on water utility mailings or newsletter
Hard copy information available in water system office
Other
If "Other", please describe:

## State Checklist
State Checklist for Initial Inventory Submittal
PWS Name: Madawaska Water District
PWSID: ME0090920
Enter Date Last Updated:
Purpose of this worksheet: For states to determine and document if water systems met all of the January 15, 2021 Lead and Copper Rule (LCRR) requirements for their Initial Inventory including timely submission, required elements, use of information sources, public accessibility, and public notification of service line materials.
Part 1: Person Completing This Checklist
Name: | Title:
Telephone: | Email:
steve.bechard@madwater.me
Part 2: Review for Timely Submission
1. Was the initial inventory submitted by the deadline of October 16, 2024? |  | Select "Yes" or "No"
Consider post-mark or date sent via email or reported into a state data system.
Part 3: Review for Required Elements
1. Does the inventory include all service lines connected to the distribution system? |  | Select "Yes" or "No"
Consider if the total number of service lines in the Inventory Summary worksheet, Part 3, matches sanitary survey and monitoring data in the state’s database (e.g., SDWIS/State) based on population served, number of service connections (including those for non-potable use), number of accounts, census data, or other information.
2. Does the inventory include portions owned by the water system and the customer? |  | Select "Yes" or "No"
Check the service line ownership type selected in the Inventory Summary worksheet, Part 1, Question 2a. If the system selected "Ownership is Split" check that their inventory includes information for both the system-owned and customer-owned portions.
3. Did the system classify all service lines as either Lead, Galvanized Requiring Replacement (GRR), Non-Lead, or Lead Status Unknown? |  | Select "Yes" or "No"
Consider if the system completed each row of the inventory summary table in the Inventory Summary worksheet, Part 3. Some rows may be zero.
4. In the space below, provide additional comments/documentation related to required elements of the system's initial inventory.
Part 4: Review for Information Sources
1. Did the system use the following historical records to prepare their initial inventory: previous materials evaluation, construction and plumbing codes/records, water system records, distribution system inspections and records. |  | Select "Yes" or "No"
Consider if the system identified historical records in each row of the Inventory Methods worksheet, Part 1, Rows 1 through 4. Consider if the system completed Row 5 if additional records are required in your state.
2. Is the system collecting service line material information during normal operations? |  | Select "Yes" or "No"
Consider if the system checked one or more normal operations activities in the Inventory Methods worksheet, Part 2. Consider asking the systems to submit updated or new standard operating procedures documenting service line material information collection.
3. Has the system conducted investigations to verify service line material? |  | Select "Yes" or "No"
This is not required by the LCRR but recommended by EPA to verify historical records and gather information where records do not exist to reduce the number of unknowns in the system as quickly as possible. Consider: • If the system checked one or more of the investigative methods on the Inventory Methods worksheet, Part 3. • If in their inventory, the system indicated that the materials classification was based on investigations. • The number of unknowns - EPA strongly discourages systems from submitting inventories with all unknowns. If all service line materials are lead status unknown, consider asking the water system to conduct investigations.
4. In the space below, provide additional comments related to information sources used to develop the system's initial inventory.
Part 5: Review for Public Accessibility
1. Does the inventory include location identifiers for each service line that is lead or galvanized requiring replacement? |  | Select "Yes" or "No"
Consider checking the inventory for location identifiers and reviewing the system's answers in the Public Accessibility Doc. worksheet, Questions 1 and 2.
2. Did the system make its inventory publicly accessible? |  | Select "Yes" or "No"
Consider reviewing the method by which the water system is making its inventory publicly accessible as identified in the Public Accessibility Doc. worksheet, Question 3. Check that systems serving more than 50,000 people have posted their service line inventories online.
3. In the space below, provide additional comments/documentation related to public accessibility of the system's initial inventory.
Part 6: Review of Customer Notification of Service Line Material
1. Does the water system's inventory consist of all Non-Lead Service lines? |  | Select "Yes" or "No"
If No, complete questions 2 through 5. If Yes, stop here.
2. Did the water system deliver the notification to people served by a lead service line (LSL), GRR, or lead status unknown service line within 30 days of completing the initial inventory? |  | Select "Yes" or "No"
3. Did the water system demonstrate that they delivered the notification and provide a copy of the notification to the state by July 1 for the previous calendar year? |  | Select "Yes" or "No"
4. Did the notification include the required content?
a. For confirmed LSLs, does the notification include: |  | Select "Yes" or "No" or "N/A"
· A statement that the service line material is lead,
· Information on lead health effects including mandatory health effects language of 40 CFR §141.85(a)(ii),
· Steps to minimize exposure to lead in drinking water,
· Opportunities for service line replacement,
· Available financing programs, and
· A statement that the system must replace its portion if the property owners notify the system that
they are replacing their portion?
b. For GRRs, does the notification include: |  | Select "Yes" or "No" or "N/A"
· A statement that the service line material is GRR,
· Information on lead health effects including mandatory health effects language of 40 CFR §141.85(a)(ii),
· Steps to minimize exposure to lead in drinking water, and
· Opportunities for service line replacement?
c. For Unknowns, does the notification include: |  | Select "Yes" or "No" or "N/A"
· A statement that the service line material is lead status unknown,
· Information on lead health effects including mandatory health effects language of 40 CFR §141.85(a)(ii),
· Steps to minimize exposure to lead in drinking water, and
· Opportunities to verify the service line material?
5. If the water system serves communities with a large proportion of non-English speaking consumers, as determined by the state, did they provide public education materials, including those in 40 CFR §141.85(e), in the appropriate language(s) or containing a telephone number or address where persons served may contact the water system to obtain a translated copy of the materials or to request assistance in the appropriate language? |  | Select "Yes" or "No"
6. In the space below, provide additional comments/documentation related to customer notification for people served by an LSL, GRR, or lead status unknown service line.

## Building Conditionals (hidden)
DRAFT | [8 empty] | Form Option For Customer Side | Classification | System-Owned Portion | Was Previously Lead? | Customer-Owned Portion | Classification for Entire Service Line | Single-Owned Portion | Classification for Entire Service Line
| Note to EPA: This is a background sheet to be hidden or deleted | [7 empty] | Lead | Lead | Lead |  | Lead | Lead | Lead | Lead
[9 empty] | Lead-lined galvanized | Lead | Lead |  | Galvanized | Lead | Galvanized | Non-Lead
[9 empty] | Galvanized | Galvanized | Lead |  | Non-Lead | Lead | Non-Lead | Non-Lead
[9 empty] | Non-Lead - Copper | Non-Lead | Lead |  | Material Unknown | Lead | Material Unknown | Lead Status Unknown
[9 empty] | Non-Lead - Plastic | Non-Lead | Galvanized |  | Lead | Lead
[9 empty] | Non-Lead - Other | Non-Lead | Galvanized |  | Galvanized | Non-Lead
[9 empty] | Unknown - Likely Lead | Material Unknown | Galvanized |  | Non-Lead | Non-Lead
[9 empty] | Unknown - Unlikely Lead | Material Unknown | Galvanized |  | Material Unknown | Lead Status Unknown
[9 empty] | Unknown - Material Unknown | Material Unknown | Non-Lead |  | Lead | Lead
[11 empty] | Non-Lead | Y | Galvanized | Galvanized Requiring Replacement
[9 empty] | Form Option For System Side | Classification | Non-Lead | N | Galvanized | Non-Lead
[9 empty] | Lead | Lead | Non-Lead | DN | Galvanized | Galvanized Requiring Replacement
[9 empty] | Lead-lined galvanized | Lead | Non-Lead |  | Non-Lead | Non-Lead
[9 empty] | Galvanized | Galvanized | Non-Lead |  | Material Unknown | Lead Status Unknown
[9 empty] | Non-Lead - Copper | Non-Lead | Material Unknown |  | Lead | Lead
[9 empty] | Non-Lead - Plastic | Non-Lead | Material Unknown |  | Galvanized | Galvanized Requiring Replacement
[9 empty] | Non-Lead - Other | Non-Lead | Material Unknown |  | Non-Lead | Lead Status Unknown
[9 empty] | Unknown - Likely Lead | Material Unknown | Material Unknown |  | Material Unknown | Lead Status Unknown
[9 empty] | Unknown - Unlikely Lead | Material Unknown
| system_owned_portion |  | customer_owned_portion | service_line_classification |  |  |  |  | Unknown - Material Unknown | Material Unknown
| System-Owned Portion | Was Previously Lead? | Customer-Owned Portion | Classification for Entire Service Line |  | IF( | ) AND ( | THEN
| Lead |  | Lead | Lead |  | IF(system_owned_portion=Lead) AND (customer_owned_portion=Lead THEN service_line_classification=Lead | IF(system_owned_portion=Lead) AND (customer_owned_portion=Lead THEN service_line_classification=Lead | IF(system_owned_portion="Lead") AND (customer_owned_portion="Lead" THEN service_line_classification="Lead"
| Lead |  | Galvanized | Lead | ELSE | IF(system_owned_portion=Lead) AND (customer_owned_portion=Galvanized THEN service_line_classification=Lead | ELSEIF(system_owned_portion=Lead) AND (customer_owned_portion=Galvanized THEN service_line_classification=Lead | ELSEIF(system_owned_portion="Lead") AND (customer_owned_portion="Galvanized Requiring Replacement" THEN service_line_classification="Lead"
| Lead |  | Non-Lead | Lead | ELSE | IF(system_owned_portion=Lead) AND (customer_owned_portion=Non-Lead THEN service_line_classification=Lead | ELSEIF(system_owned_portion=Lead) AND (customer_owned_portion=Non-Lead THEN service_line_classification=Lead | ELSEIF(system_owned_portion="Lead") AND (customer_owned_portion="Non-Lead" THEN service_line_classification="Lead"
| Lead |  | Material Unknown | Lead | ELSE | IF(system_owned_portion=Lead) AND (customer_owned_portion=Material Unknown THEN service_line_classification=Lead | ELSEIF(system_owned_portion=Lead) AND (customer_owned_portion=Material Unknown THEN service_line_classification=Lead | ELSEIF(system_owned_portion="Lead") AND (customer_owned_portion=Lead Status Unknown THEN service_line_classification="Lead"
| Galvanized |  | Lead | Lead | ELSE | IF(system_owned_portion=Galvanized) AND (customer_owned_portion=Lead THEN service_line_classification=Lead | ELSEIF(system_owned_portion=Galvanized) AND (customer_owned_portion=Lead THEN service_line_classification=Lead | ELSEIF(system_owned_portion="Galvanized1") AND (customer_owned_portion=Lead THEN service_line_classification="Lead"
| Galvanized |  | Galvanized | Non-Lead | ELSE | IF(system_owned_portion=Galvanized) AND (customer_owned_portion=Galvanized THEN service_line_classification=Non-Lead | ELSEIF(system_owned_portion=Galvanized) AND (customer_owned_portion=Galvanized THEN service_line_classification=Non-Lead | ELSEIF(system_owned_portion="Galvanized1") AND (customer_owned_portion="Galvanized2" THEN service_line_classification="Non-Lead"
| Galvanized |  | Non-Lead | Non-Lead | ELSE | IF(system_owned_portion=Galvanized) AND (customer_owned_portion=Non-Lead THEN service_line_classification=Non-Lead | ELSEIF(system_owned_portion=Galvanized) AND (customer_owned_portion=Non-Lead THEN service_line_classification=Non-Lead | ELSEIF(system_owned_portion="Galvanized1") AND (customer_owned_portion="Non-Lead" THEN service_line_classification="Non-Lead"
| Galvanized |  | Material Unknown | Lead Status Unknown | ELSE | IF(system_owned_portion=Galvanized) AND (customer_owned_portion=Material Unknown THEN service_line_classification=Lead Status Unknown | ELSEIF(system_owned_portion=Galvanized) AND (customer_owned_portion=Material Unknown THEN service_line_classification=Lead Status Unknown | ELSEIF(system_owned_portion="Galvanized1") AND (customer_owned_portion="Lead Status Unknown" THEN service_line_classification="Lead Status Unknown"
| Non-Lead |  | Lead | Lead | ELSE | IF(system_owned_portion=Non-Lead) AND (customer_owned_portion=Lead THEN service_line_classification=Lead | ELSEIF(system_owned_portion=Non-Lead) AND (customer_owned_portion=Lead THEN service_line_classification=Lead | ELSEIF(system_owned_portion="Non-Lead") AND (customer_owned_portion="Lead" THEN service_line_classification="Lead"
| Non-Lead |  | Galvanized | Galvanized Requiring Replacement | ELSE | IF(system_owned_portion=Non-Lead) AND (customer_owned_portion=Galvanized THEN service_line_classification=Galvanized Requiring Replacement | ELSEIF(system_owned_portion=Non-Lead) AND (customer_owned_portion=Galvanized THEN service_line_classification=Galvanized Requiring Replacement | ELSEIF(system_owned_portion="Non-Lead") AND (customer_owned_portion="Galvanized2" THEN service_line_classification="Non-Lead"
| Non-Lead |  | Galvanized | Non-Lead | ELSE | IF(system_owned_portion=Non-Lead) AND (customer_owned_portion=Galvanized THEN service_line_classification=Non-Lead | ELSEIF(system_owned_portion=Non-Lead) AND (customer_owned_portion=Galvanized THEN service_line_classification=Non-Lead | ELSEIF(system_owned_portion="Non-Lead") AND (customer_owned_portion="Non-Lead" THEN service_line_classification="Non-Lead"
| Non-Lead |  | Galvanized | Galvanized Requiring Replacement | ELSE | IF(system_owned_portion=Non-Lead) AND (customer_owned_portion=Galvanized THEN service_line_classification=Galvanized Requiring Replacement | ELSEIF(system_owned_portion=Non-Lead) AND (customer_owned_portion=Galvanized THEN service_line_classification=Galvanized Requiring Replacement | ELSEIF(system_owned_portion="Non-Lead") AND (customer_owned_portion="Lead Status Unknown" THEN service_line_classification="Lead Status Unknown"
| Non-Lead |  | Non-Lead | Non-Lead | ELSE | IF(system_owned_portion=Non-Lead) AND (customer_owned_portion=Non-Lead THEN service_line_classification=Non-Lead | ELSEIF(system_owned_portion=Non-Lead) AND (customer_owned_portion=Non-Lead THEN service_line_classification=Non-Lead | ELSEIF(system_owned_portion="Non-Lead, but system is unable to demonstrate it was not previously Lead") AND (customer_owned_portion="Galvanized Requiring Replacement" THEN service_line_classification="Galvanized Requiring Replacement"
| Non-Lead |  | Material Unknown | Lead Status Unknown | ELSE | IF(system_owned_portion=Non-Lead) AND (customer_owned_portion=Material Unknown THEN service_line_classification=Lead Status Unknown | ELSEIF(system_owned_portion=Non-Lead) AND (customer_owned_portion=Material Unknown THEN service_line_classification=Lead Status Unknown | ELSEIF(system_owned_portion="Lead Status Unknown") AND (customer_owned_portion="Lead" THEN service_line_classification="Lead"
| Material Unknown |  | Lead | Lead | ELSE | IF(system_owned_portion=Material Unknown) AND (customer_owned_portion=Lead THEN service_line_classification=Lead | ELSEIF(system_owned_portion=Material Unknown) AND (customer_owned_portion=Lead THEN service_line_classification=Lead | ELSEIF(system_owned_portion="Lead Status Unknown") AND (customer_owned_portion="Galvanized Requiring Replacement" THEN service_line_classification="Galvanized Requiring Replacement"
| Material Unknown |  | Galvanized | Galvanized Requiring Replacement | ELSE | IF(system_owned_portion=Material Unknown) AND (customer_owned_portion=Galvanized THEN service_line_classification=Galvanized Requiring Replacement | ELSEIF(system_owned_portion=Material Unknown) AND (customer_owned_portion=Galvanized THEN service_line_classification=Galvanized Requiring Replacement | ELSEIF(system_owned_portion="Lead Status Unknown") AND (customer_owned_portion="Non-Lead" THEN service_line_classification="Lead Status Unknown"
| Material Unknown |  | Non-Lead | Lead Status Unknown | ELSE | IF(system_owned_portion=Material Unknown) AND (customer_owned_portion=Non-Lead THEN service_line_classification=Lead Status Unknown | ELSEIF(system_owned_portion=Material Unknown) AND (customer_owned_portion=Non-Lead THEN service_line_classification=Lead Status Unknown | ELSEIF(system_owned_portion="Lead Status Unknown") AND (customer_owned_portion="Lead Status Unknown" THEN service_line_classification="Lead Status Unknown"
| Material Unknown |  | Material Unknown | Lead Status Unknown |  |  | ELSE service_line_classification = "CLASSIFICATION ERROR" | ELSE "CLASSIFICATION ERROR"

## Form Lists (hidden)
Tab | Form Control Lists
Detailed Inventory | Sensitive Population? (Y/N) | Service Line Material Classification* | If Non-Lead, Was Material Ever Previously Lead? | Basis of Material Classification | Was the Service Line Material Field Verified? | Select the Field Verification Method | Building Type Connected to Service Line | For CWSs, do Multi-family Residences (MFRs) Comprise at Least 20% of the Structures You Serve? | Is there a Lead Connector Present? | Point-of-Entry or Point-of-Use Treatment Present? | Does the Interior Building Plumbing Contain Copper Pipes with Lead Solder Installed before your State's Lead Ban (Generally 1986 - 1988) | Current LCR Sampling Site? | Building Type Connected to Service Line | For CWSs, do Multi-family Residences (MFRs) Comprise at Least 20% of the Structures You Serve? | Is there a Lead Connector Present? | Point-of-Entry or Point-of-Use Treatment Present? | Does the Interior Building Plumbing Contain Copper Pipes with Lead Solder Installed before your State's Lead Ban (Generally 1986 - 1988) | Current LCR Sampling Site?
| No | Lead | Yes | Previous materials evaluation | Yes | Visual inspection at meter pit | Single Family Residence | Yes | Yes | Yes | Yes | Yes | Single Family Residence | Yes | Yes | Yes | Yes | Yes
| Yes - School | Lead-lined galvanized | No | Installation record (e.g., tap card) | No | Customer self-identification | Multiple Family Residence | No | Known | No | No | No | Multiple Family Residence | No | Known | No | No | No
| Yes - Day Care | Galvanized | Don't know | Installation date is after the lead ban |  | CCTV Inspection at Curb Box - Internal | Building | N/A | Unknown | Unknown | Unknown |  | Building | N/A | Unknown | Unknown | Unknown
| Yes - Other | Non-Lead - Copper |  | Service line diameter is greater than 2 inches |  | CCTV inspection at Curb Box - External | Other | [5 empty] | Other
|  | Non-Lead - Plastic |  | Service line repair or replacement record |  | Water Quality Sampling - Targeted
|  | Non-Lead - Other |  | Statistical analysis |  | Water Quality Sampling - Flushed
|  | Unknown - Likely Lead |  | Field inspection only with no records |  | Water Quality Sampling - Sequential
|  | Unknown - Unlikely Lead |  | Water sampling only with no records |  | Water Quality Sampling - Other
|  | Unknown - Material Unknown |  | Other |  | Mechanical Excavation at 1 location
Mechanical Excavation at multiple locations
| Note to EPA: this is a background sheet to be hidden or deleted |  |  |  | Other